## New - Product
ID | Product Code | Product Name | Product Name (English) | Date | Bulk Purchase Price | UOM | Purchase Price | Brand Code | Value Code | Brand Master | Average Price | Exchange Rate | Item Type | Piece Meal Status | Is Old | Invalid Stock Flag | Remarks
10873 | 313339-0000 | 110 V DC distribution board complete with MCB for HV equipment |  | 2017-08-04 11:15:01 | 0 | Set | 50000000 | 0000 | IDR | General | 0 | 0 | Material | N | N | N | ""
9763 | 323094-0000 | 110 VDC BATTERY SUITABLE FOR SUPPLYING VDC LOAD INCLUDING 20 KV CUBICLE FOR 8 HOURS DISCHARGE INCLUDING VOLTAGE DROPPER. (MINIMUM CAPACITY IS 250 AH 110 VDC) BATTERY CHARGER MIN 100 A FOR 110 VDC BATTERY COMPLETE WITH PANEL |  | 2015-02-03 14:16:50 | 0 | Set | 1785000 | 0000 | IDR | General | 0 | 12502 | Material | N | N | N | ""
9667 | 313150-0000 | 110 VDC BATTERY SUITABLE FOR SUPPLYING VDC LOAD INCLUDING 20 KV CUBICLE FOR 8 HOURS DISCHARGE INCLUDING VOLTAGE DROPPER. (MINIMUM CAPACITY IS 250 AH 110 VDC) BATTERY CHARGER MIN 100 A FOR 110 VDC BATTERY COMPLETE WITH PANEL |  | 2015-02-03 16:42:38 | 0 | Set | 349000000 | 0000 | IDR | General | 0 | 12502 | Material | N | N | N | ""
9764 | 323095-0000 | 110 VDC SWITCH FUSE DISTRIBUTION BOARD SUITABLE FOR 110 VDC BATTERY SET, HV EQUIPMENT, MV SWITCHGEARS, ETC. TO COMPLETE THE SPECIFIED SCOPE OF WORK, INCLUDING NECESSARY SPARE MCB. |  | 2015-02-03 14:17:57 | 0 | Set | 1785000 | 0000 | IDR | General | 0 | 12502 | Material | N | N | N | ""
9668 | 313151-0000 | 110 VDC SWITCH FUSE DISTRIBUTION BOARD SUITABLE FOR 110 VDC BATTERY SET, HV EQUIPMENT, MV SWITCHGEARS, ETC. TO COMPLETE THE SPECIFIED SCOPE OF WORK, INCLUDING NECESSARY SPARE MCB. |  | 2015-02-03 16:43:13 | 0 | Set | 115000000 | 0000 | IDR | General | 0 | 12502 | Material | N | N | N | ""
10881 | 313347-0000 | 110V DC battery, 625Ah, 86 cells, 8 hours Autonomy |  | 2017-08-04 11:20:28 | 0 | Set | 0 | 0000 |  | General | 0 | 0 | Material | N | N | N | ""
10882 | 313348-0000 | 110V DC battery, 625Ah, 86 cells, 8 hours Autonomy |  | 2017-08-04 11:20:35 | 0 | Set | 795567237 | 0000 | IDR | General | 0 | 0 | Material | N | N | N | ""
10880 | 313346-0000 | 110V DC Charger-200A plus dioda dropper |  | 2017-08-04 11:19:35 | 0 | Set | 293103719 | 0000 | IDR | General | 0 | 0 | Material | N | N | N | ""
10878 | 313344-0000 | 110V DC FUSE BOX |  | 2017-08-04 11:18:35 | 0 | Set | 20005492 | 0000 | IDR | General | 0 | 0 | Material | N | N | N | ""
9638 | 313121-0000 | 1250 A 31.5 kA Line Trap, 1 mH |  | 2017-09-11 18:06:09 | 0 | Set | 6825 | 0000 | USD | General | 0 | 12502 | Material | N | N | N | ""
9733 | 323064-0000 | 1250 A 31.5 kA Line Trap, 1 mH to be installed in CVT |  | 2015-02-03 09:55:02 | 0 | Set | 6167600 | 0000 | IDR | General | 0 | 12502 | Material | N | N | N | ""
11921 | 211391-0000 | 1-3/4 Carbide Bits |  | 2021-10-13 16:08:46 | 0 | Pcs | 46.18 | 0000 | USD | General | 0 | 0 | Material | N | N | N | ""
9634 | 313117-0000 | 150 kV 3 Phase Disconnecting Switch motor operated, 31.5 kA 2000 A with Earthing switch for line bay |  | 2015-03-13 14:09:41 | 0 | Set | 103747220 | 0000 | IDR | General | 7790 | 12502 | Material | N | N | N | ""
9729 | 323060-0000 | 150 kV 3 Phase Disconnecting Switch motor operated, 31.5 kA 2000 A with Earthing switch, complete with clamps and supporting structure for line bay |  | 2015-02-03 09:48:48 | 0 | Set | 7192585 | 0000 | IDR | General | 0 | 12502 | Material | N | N | N | ""
9643 | 313126-0000 | 150 kV 3 Phase Disconnecting Switch motor operated, 31.5 kA 2000 A without Earthing switch for IBT bay |  | 2015-03-13 14:17:31 | 0 | Set | 84302940 | 0000 | IDR | General | 6330 | 12502 | Material | N | N | N | ""
9633 | 313116-0000 | 150 kV 3 Phase Disconnecting Switch motor operated, 31.5 kA 2000 A without Earthing switch for line bay |  | 2015-03-13 14:10:29 | 0 | Set | 84302940 | 0000 | IDR | General | 6330 | 12502 | Material | N | N | N | ""
9728 | 323059-0000 | 150 kV 3 Phase Disconnecting Switch motor operated, 31.5 kA 2000 A without Earthing switch, complete with clamps and supporting structure for line bay |  | 2015-02-03 15:12:59 | 0 | Set | 1400 | 0000 | IDR | General | 0 | 12502 | Material | N | N | N | ""
9648 | 313131-0000 | 150 kV 3 Phase Disconnecting Switch motor operated, 31.5 kA 3150 A without Earthing switch for Bus Coupler bay |  | 2015-10-08 08:53:52 | 0 | Set | 92826460 | 0000 | IDR | General | 6970 | 12502 | Material | N | N | N | ""
9649 | 313132-0000 | 150 kV 3 Phase SF6 Circuit Breaker 40 kA 3150 A, complete with clamps and supporting structure for Bus Coupler bay |  | 2015-02-02 17:22:42 | 0 | Set | 292330100 | 0000 | IDR | General | 21950 | 12502 | Material | N | N | N | ""
9644 | 313127-0000 | 150 kV 3 Phase SF6 Circuit Breaker 40 kA 3150 A, complete with clamps and supporting structure for IBT bay |  | 2015-02-02 17:07:39 | 0 | Set | 292330100 | 0000 | IDR | General | 21950 | 12502 | Material | N | N | N | ""
9730 | 323061-0000 | 150 kV 3 Phase SF6 Circuit Breaker 40 kA 3150 A, complete with clamps and supporting structure for line bay |  | 2015-02-03 09:49:50 | 0 | Set | 8758690 | 0000 | IDR | General | 0 | 12502 | Material | N | N | N | ""
9635 | 313118-0000 | 150 kV 3 Phase SF6 Circuit Breaker 40 kA 3150 A, complete with clamps and supporting structure for line bay |  | 2015-02-02 16:16:31 | 0 | Set | 350396580 | 0000 | IDR | General | 26310 | 12502 | Material | N | N | N | ""
9732 | 323063-0000 | 150 kV Capacitor Voltage Transformer with 2 secondary winding, ratio 150000V.V3 / 100V.V3 / 100V.V3, Burden 100 VA Cl 0.2, 150 VA CL 3P, min. capacitance 10000 PF complete with clamps, supporting structure |  | 2015-02-03 09:54:07 | 0 | Unit | 1400 | 0000 | IDR | General | 0 | 12502 | Material | N | N | N | ""
9748 | 323079-0000 | 150 kV Capacitor Voltage Transformer with 2 secondary winding, ratio 150000V.V3 / 100V.V3 / 100V.V3, Burden 100 VA Cl 0.2, 150 VA CL 3P, min. capacitance 10000 PF complete with clamps, supporting structure |  | 2015-02-03 13:57:27 | 0 | Unit | 0 | 0000 | IDR | General | 0 | 12502 | Material | N | Y | N | ""
9653 | 313136-0000 | 150 kV Capacitor Voltage Transformer with 2 secondary winding, ratio 150000V.V3 / 100V.V3 / 100V.V3, Burden 15 VA CL 3P, 15 VA CL 0.2, min. capacitance 10000 PF |  | 2016-06-23 11:45:09 | 0 | Unit | 1400000 | 0000 | IDR | General | 0 | 12502 | Material | N | N | N | ""
9637 | 313120-0000 | 150 kV Capacitor Voltage Transformer with 2 secondary winding, ratio 150000V-V3 - 100V,V3 - 100V,V3, Burden 15 VA CL 3P, 15 VA CL 0,2, min capacitance 5000 PF |  | 2017-09-25 10:53:10 | 0 | Unit | 14500000 | 0000 | IDR | General | 0 | 12502 | Material | N | N | N | ""
9651 | 313134-0000 | 150 kV Current transformer for Bus-Coupler bay complete with clamps and supporting structure comprising,Core 1, 1000-2000-1 A, Class 5P20 Class 0,2 for over current protection, Earth fault protection, instrument Core 2 1000-2000/1A, Class PX for main busbar |  | 2017-09-25 10:57:25 | 0 | Unit | 2820 | 0000 | USD | General | 0 | 12502 | Material | N | N | N | ""
9650 | 313133-0000 | 150 kV Current Transformer for Bus-Coupler Bay comprising,Core 1, 1000-2000-1 A, Class PX for Main Busbar Protection |  | 2017-09-25 10:56:37 | 0 | Unit | 2820 | 0000 | USD | General | 0 | 12502 | Material | N | N | N | ""
9645 | 313128-0000 | 150 kV Current transformer for IBT bay comprising,Core 1, 600-1200-1 A, Class PX for differential protection Core 2, 600-1200/1A, 30 VA Class 5P20 Class 0,2 for over current pro |  | 2017-09-25 10:56:00 | 0 | Unit | 4120 | 0000 | USD | General | 0 | 12502 | Material | N | N | N | ""
9636 | 313119-0000 | 150 kV Current transformer for line bay complete with clamps and supporting structure comprising Core 1, 600-1200-1 A, Class PX for distance protection Core 2, 600-1200-1A, 30 VA Class 5P20 Class 0,2 for over current protection, earth fault protection, instrument and metering devices core 3, 1000-2000-1 a, class px for check bus zone protection core 4, 1000-2000-1 a, class px for main bus zone protection core 5, 600-1200/1 a, 0,2s for bidding meter |  | 2017-09-25 10:54:54 | 0 | Unit | 106803900 | 0000 | IDR | General | 0 | 12502 | Material | N | N | N | ""
9731 | 323062-0000 | 150 kV Current transformer for line bay complete with clamps and supporting structure comprising,Core 1, 600-1200/1 A, Class PX for distance protection. Core 2, 600-1200/1A, 30 VA Class 5P20 Class 0.2 for over current protect |  | 2015-02-03 09:52:28 | 0 | Unit | 1400 | 0000 | IDR | General | 0 | 12502 | Material | N | N | N | ""
9796 | 313169-0000 | 150 kV double suspension string insulator set with fitting |  | 2015-02-10 10:56:38 | 0 | Set | 2963956 | 0000 | IDR | General | 0 | 12502 | Material | N | N | N | ""
9799 | 323112-0000 | 150 kV double suspension string insulator set with fitting |  | 2015-02-10 13:31:34 | 0 | Set | 0 | 0000 | IDR | General | 0 | 12502 | Material | N | N | N | ""
11043 | 313392-0000 | 150 Kv Double Suspension string set for 2XTAL 660 Sqmm, 120 Kn without insulator, with turnbuckle, envelope type, fixing bolt M20-60mm |  | 2018-03-01 17:08:43 | 0 | Set | 138.38 | 0000 | USD | General | 0 | 13648 | Material | N | N | N | ""
11044 | 313393-0000 | 150 Kv Double Suspension string set for TAL 850 Sqmm, 120 Kn without insulator, with turnbuckle, envelope type, fixing bolt M20-60mm |  | 2018-03-01 17:11:52 | 0 | Set | 0 | 0000 |  | General | 0 | 13648 | Material | N | N | N | ""
9626 | 313109-0000 | 150 kV double tension string insulator set with fitting |  | 2015-02-02 15:35:23 | 0 | Set | 0 | 0000 | IDR | General | 0 | 12502 | Material | N | N | N | ""
9734 | 323065-0000 | 150 kV Lightning Arrester, 20 kA, complete with clamp, supporting structure and surge counter |  | 2015-02-03 09:56:03 | 0 | Unit | 1400 | 0000 | IDR | General | 0 | 12502 | Material | N | N | N | ""
9639 | 313122-0000 | 150 kV Lightning Arrester, 20 kA, complete with surge counter |  | 2015-03-13 14:15:23 | 0 | Unit | 14311.14 | 0000 | CNY | General | 0 | 12502 | Material | N | N | N | ""
10744 | 323181-0000 | 150 kV NCT Installed on top the Transformer Tank as per-TPG. |  | 2017-08-03 19:02:59 | 0 | Set | 85000000 | 0000 | IDR | General | 0 | 0 | Material | N | N | N | ""
11059 | 313403-0000 | 150 kV single phase cable sealing end complete |  | 2018-03-16 10:32:17 | 0 | Set | 0 | 0000 |  | General | 0 | 0 | Material | N | N | N | ""
11058 | 313402-0000 | 150 kV Single phase XLPE Power Cable CU 3 x 2 x 1000 mm2/ph complete |  | 2018-03-16 10:31:16 | 0 | Mtr | 0 | 0000 |  | General | 0 | 0 | Material | N | N | N | ""
9632 | 313115-0000 | 150 kV single suspension string insulator set with fitting |  | 2015-02-02 16:08:33 | 0 | Unit | 2658201 | 0000 | IDR | General | 0 | 12502 | Material | N | N | N | ""
9727 | 323058-0000 | 150 kV single suspension string insulator set with fitting |  | 2015-02-03 09:44:11 | 0 | Set | 645000 | 0000 | IDR | General | 0 | 12502 | Material | N | N | N | ""
10045 | 313190-0000 | 150 kV single suspension string set for TAL 850 sqm, 120 kN |  | 2015-11-19 11:04:03 | 0 | Set | 45.5 | 0000 | USD | General | 0 | 13648 | Material | N | N | N | ""
9631 | 313114-0000 | 150 kV single tension string insulator set with fitting |  | 2015-02-02 16:07:40 | 0 | Set | 2350530 | 0000 | IDR | General | 0 | 12502 | Material | N | N | N | ""
9726 | 323057-0000 | 150 kV single tension string insulator set with fitting |  | 2015-02-03 09:43:14 | 0 | Set | 1846500 | 0000 | IDR | General | 0 | 12502 | Material | N | N | N | ""
9661 | 313144-0000 | 150/70kV, 60 MVA 3-Phase Pawer Transformer include Remote Control Panel (RCP) complete with accessories and supporting structure for mounting 150 kV and 70 kV NCT |  | 2015-02-02 17:50:31 | 0 | Unit | 9999999999.99 | 0000 | IDR | General | 9999999999.99 | 12502 | Material | N | N | N | ""
10844 | 111464-0000 | 150kV CVT Steel Support |  | 2017-08-04 10:39:49 | 0 | Set | 0 | 0000 |  | General | 0 | 0 | Material | N | N | N | ""
10987 | 313376-0000 | 150kV Double tension string set for 2xTAL 660SQmm, 120kN without insulator, with turnbuckle, compression type, Fixing bolt U-bolt M20-60mm |  | 2017-09-25 10:50:54 | 0 | Set | 4170360 | 0000 | IDR | General | 0 | 13226 | Material | N | N | N | ""
12807 | 313806-0000 | 150kV Double tension string set for 2xTAL 660SQmm, 120kN without insulator, without turnbuckle, compression type, span 200, Fixing bolt U-bolt M20-60mm |  | 2025-12-04 20:46:02 | 0 | Set | 3935760 | 0000 | IDR | General | 0 | 0 | Material | N | N | N | ""
12804 | 313803-0000 | 150kV Double tension string set for 2xTAL 850SQmm, 120kN without insulator, with turnbuckle, compression type, Fixing bolt U-bolt M20-60mm |  | 2025-12-04 20:44:16 | 0 | Set | 4219120 | 0000 | IDR | General | 0 | 0 | Material | N | N | N | ""
12805 | 313804-0000 | 150kV Double tension string set for 2xTAL 850SQmm, 120kN without insulator, without turnbuckle, compression type, Fixing bolt U-bolt M20-60mm |  | 2025-12-04 20:44:47 | 0 | Set | 3990960 | 0000 | IDR | General | 0 | 0 | Material | N | N | N | ""
12649 | 313749-0000 | 150kV Double tension string set for TAL 850SQmm, 120kN without insulator, with turnbuckle, compression type |  | 2025-06-12 11:25:59 | 0 | Set | 3360947 | 0000 | IDR | General | 0 | 0 | Material | N | N | N | ""
12340 | 313620-0000 | 150kV Double tension string set for TAL 850SQmm, 120kN without insulator, without turnbuckle, compression type |  | 2024-04-27 19:29:51 | 0 | Set | 2806739 | 0000 | IDR | General | 0 | 0 | Material | N | N | N | ""
10715 | 323165-0000 | 150kV Post Insulator as per-TPG. |  | 2017-08-03 18:26:16 | 0 | Set | 7800000 | 0000 | IDR | General | 0 | 0 | Material | N | N | N | ""
10836 | 313310-0000 | 150kV Single phase Capacitor Voltage Transformer |  | 2017-08-04 10:25:55 | 0 | Pcs | 5200 | 0000 | EUR | General | 0 | 0 | Material | N | N | N | ""
10713 | 323163-0000 | 150kV Single phase Current Transformer comprising, complete w/ |  | 2017-08-03 18:23:23 | 0 | Set | 0 | 0000 |  | General | 0 | 0 | Material | N | N | N | ""
12851 | 313846-0000 | 150kV Single Suspension String Set for 2xTAL 850 sqmm, 120kN without insulator, Press Type |  | 2025-12-22 18:48:35 | 0 | Set | 3343280 | 0000 | IDR | General | 0 | 0 | Material | N | N | N | ""
11284 | 211234-0000 | 150kV Single suspension string set for 1xAAAC 300Qmm, 120kN, without insulator, envelope type (U-bolt type, M20x90mm) |  | 2019-02-11 14:50:21 | 0 | Set | 61484 | 0000 | KRW | General | 0 | 14049 | Material | N | N | N | ""
11283 | 211233-0000 | 150kV Single suspension string set for 1xAAAC 630Qmm, 120kN, w/o insulator, envelope type (U-bolt type, M20x90mm) |  | 2019-02-11 14:49:13 | 0 | Set | 73588 | 0000 | KRW | General | 0 | 14049 | Material | N | N | N | ""
12809 | 313808-0000 | 150kV Single suspension string set for 1xTAL 660SQmm, 120kN without insulator, Press type, Arching horn, CDE Compression, Direct |  | 2025-12-04 20:46:59 | 0 | Set | 2024908 | 0000 | IDR | General | 0 | 0 | Material | N | N | N | ""
12839 | 313837-0000 | 150kV Single Suspension string set for 1xTAL 660SQmm, 120kN without insulator, without turnbuckle, compression type |  | 2025-12-07 12:56:44 | 0 | Set | 0 | 0000 |  | General | 0 | 0 | Material | N | N | N | ""
12678 | 313755-0000 | 150kV Single Suspension String Set for 1xTAL 850 sqmm, 120kN without insulator, strain clamp type |  | 2025-07-08 13:04:29 | 0 | Set | 1859388 | 0000 | IDR | General | 0 | 0 | Material | N | N | N | ""
11300 | 313448-0000 | 150kV Single suspension string set for 2xAAAC 630Qmm, 120kN, w/o insulator, envelope type |  | 2019-02-12 18:42:07 | 0 | Set | 2103500 | 0000 | IDR | General | 0 | 14049 | Material | N | N | N | ""
11382 | 313475-0000 | 150kV Single suspension string set for 2xAAAC 630Qmm, 120kN, w/o insulator, envelope type (U-bolt type, M20x90mm) |  | 2019-04-30 17:44:47 | 0 | Pcs | 2220413 | 0000 | IDR | General | 0 | 1237 | Material | N | N | N | ""
11282 | 211232-0000 | 150kV Single suspension string set for 2xAAC Lupine 1267SQmm, 120kN, w/o insulator, envelope type (U-bolt type, M20x90mm) |  | 2019-02-11 14:35:59 | 0 | Set | 153306 | 0000 | KRW | General | 0 | 14049 | Material | N | N | N | ""
12806 | 313805-0000 | 150kV Single Suspension string set for 2xTAL 660SQmm, 120kN without insulator, Bolted type, span 200, arching horn |  | 2025-12-04 20:45:27 | 0 | Set | 0 | 0000 |  | General | 0 | 0 | Material | N | N | N | ""
10986 | 313375-0000 | 150kV Single suspension string set for 2xTAL 660SQmm, 120kN without insulator, envelope type, Fixing bolt U-bolt M20-60mm |  | 2017-09-26 11:55:36 | 0 | Set | 100.63 | 0000 | USD | General | 0 | 13226 | Material | N | N | N | ""
12810 | 313809-0000 | 150kV Single suspension string set for 2xTAL 660SQmm, 120kN without insulator, Press type, Arching horn, CDE Compression, Direct, span 200 |  | 2025-12-04 20:47:29 | 0 | Set | 3287160 | 0000 | IDR | General | 0 | 0 | Material | N | N | N | ""
12837 | 313835-0000 | 150kV Single Suspension string set for 2xTAL 850SQmm, 120kN without insulator, Bolted type, span 200, arching horn |  | 2025-12-07 12:45:39 | 0 | Set | 2697440 | 0000 | IDR | General | 0 | 0 | Material | N | N | N | ""
12848 | 313844-0000 | 150kV Single Suspension string set for TAL 1x850SQmm, 120kN without insulator, envelope type |  | 2025-12-11 19:43:16 | 0 | Set | 0 | 0000 |  | General | 0 | 0 | Material | N | N | N | ""
10984 | 313373-0000 | 150kV Single suspension string set for TAL 850SQmm, 120kN without insulator, envelope type, Fixing bolt U-bolt M20-60mm |  | 2017-09-26 11:54:16 | 0 | Set | 2086039 | 0000 | IDR | General | 0 | 13226 | Material | N | N | N | ""
11280 | 211230-0000 | 150kV Single tansion string set for 1xAAAC 300SQmm, 120kN, w/o insulator, w/ turnbuckle, compression type (U-bolt type, M20x90mm) |  | 2019-02-11 14:46:26 | 0 | Set | 142171 | 0000 | KRW | General | 0 | 0 | Material | N | N | N | ""
11281 | 211231-0000 | 150kV Single tansion string set for 1xAAAC 300SQmm, 120kN, w/o insulator, without turnbuckle, compression type (U-bolt type, M20x90mm) |  | 2019-02-11 14:47:50 | 0 | Set | 128455 | 0000 | KRW | General | 0 | 0 | Material | N | N | N | ""
11278 | 211228-0000 | 150kV Single tansion string set for 1xAAAC 630SQmm, 120kN, w/o insulator, w/ turnbuckle, compression type (U-bolt type, M20x90mm) |  | 2019-02-11 14:45:19 | 0 | Set | 130230 | 0000 | KRW | General | 0 | 0 | Material | N | N | N | ""
11279 | 211229-0000 | 150kV Single tansion string set for 1xAAAC 630SQmm, 120kN, w/o insulator, without turnbuckle, compression type (U-bolt type, M20x90mm) |  | 2019-02-11 14:45:50 | 0 | Set | 116512 | 0000 | KRW | General | 0 | 0 | Material | N | N | N | ""
11299 | 313447-0000 | 150kV Single tansion string set for 2xAAAC 630SQmm, 120kN, w/o insulator, w/o turnbuckle, compression type |  | 2019-02-12 18:40:27 | 0 | Set | 191.5 | 0000 | USD | General | 0 | 14049 | Material | N | N | N | ""
11276 | 211226-0000 | 150kV Single tansion string set for 2xAAC Lupine 1267SQmm, 120kN, w/o insulator, w/ turnbuckle, compression type (U-bolt type, M20x90mm) |  | 2019-02-11 14:40:16 | 0 | Set | 341953 | 0000 | KRW | General | 0 | 0 | Material | N | N | N | ""
11277 | 211227-0000 | 150kV Single tansion string set for 2xAAC Lupine 1267SQmm, 120kN, w/o insulator, without turnbuckle, compression type (U-bolt type, M20x90mm) |  | 2019-02-11 14:40:37 | 0 | Set | 314520 | 0000 | KRW | General | 0 | 0 | Material | N | N | N | ""
12841 | 313839-0000 | 150kV Single tension string set for 1xTAL 660SQmm, 120kN without insulator, with turnbuckle, compression type |  | 2025-12-07 14:04:59 | 0 | Set | 2459405 | 0000 | IDR | General | 0 | 0 | Material | N | N | N | ""
12838 | 313836-0000 | 150kV Single tension string set for 1xTAL 660SQmm, 120kN without insulator, without turnbuckle, compression type |  | 2025-12-07 12:53:52 | 0 | Set | 1789408 | 0000 | IDR | General | 0 | 0 | Material | N | N | N | ""
11381 | 313474-0000 | 150kV Single tension string set for 2xAAAC 630SQmm, 120kN, w/o insulator, w/o turnbuckle, compression type (U-bolt type, M20x90mm) |  | 2019-04-30 17:43:17 | 0 | Pcs | 219308 | 0000 | KRW | General | 0 | 1237 | Material | N | N | N | ""
10983 | 313372-0000 | 150kV Single tension string set for 2xTAL 660SQmm, 120kN without insulator, with turnbuckle, compression type, Fixing bolt, U-bolt M20-60mm |  | 2017-09-26 11:53:50 | 0 | Set | 196.38 | 0000 | USD | General | 0 | 13226 | Material | N | N | N | ""
12808 | 313807-0000 | 150kV Single tension string set for 2xTAL 660SQmm, 120kN without insulator, without turnbuckle, compression type, Fixing bolt, U-bolt M20-60mm |  | 2025-12-04 20:46:31 | 0 | Set | 0 | 0000 |  | General | 0 | 0 | Material | N | N | N | ""
12650 | 313750-0000 | 150kV Single tension string set for TAL 1x850 sqmm, 120kN without insulator, with turnbuckle, compression type |  | 2025-06-12 11:31:28 | 0 | Set | 2468705 | 0000 | IDR | General | 0 | 0 | Material | N | N | N | ""
10985 | 313374-0000 | 150kV Single tension string set for TAL 850SQmm, 120kN without insulator, without turnbuckle, compression type, Fixing bolt U-bolt M20-60mm |  | 2017-09-26 11:54:43 | 0 | Set | 2067021 | 0000 | IDR | General | 0 | 13226 | Material | N | N | N | ""
11259 | 211209-0000 | 1645deg. terminal connector for 1xAAAC 300SQmm to 8-D 14.0 holes flat |  | 2019-02-11 14:01:24 | 0 | Pcs | 94.13 | 0000 | USD | General | 0 | 14049 | Material | N | N | N | ""
10745 | 323182-0000 | 20 kV Neutral Grounding Resistor Including NCT for SEF and NCT for REF-LV. |  | 2017-08-03 19:04:09 | 0 | Set | 226500000 | 0000 | IDR | General | 0 | 0 | Material | N | N | N | ""
10852 | 313318-0000 | 20/0, 4kV Auxiliary Service Transformer as per-TPG |  | 2017-08-04 11:00:23 | 0 | Set | 83000000 | 0000 | IDR | General | 0 | 0 | Material | N | N | N | ""
10722 | 323172-0000 | 20/0, 4kV Auxiliary Service Transformer as per-TPG |  | 2017-08-03 18:34:17 | 0 | Set | 6350000 | 0000 | IDR | General | 0 | 0 | Material | N | N | N | ""
10721 | 323171-0000 | 20kV Auxiliarry Service Transformer cubicle Complete Set as per-TPG |  | 2017-08-03 18:33:13 | 0 | Set | 209000000 | 0000 | IDR | General | 0 | 0 | Material | N | N | N | ""
10719 | 323169-0000 | 20kV Busbar Section cubicle as per-TPG. |  | 2017-08-03 18:31:20 | 0 | Set | 318183000 | 0000 | IDR | General | 0 | 0 | Material | N | N | N | ""
10838 | 313312-0000 | 20kV Busbar Voltage Transformer and Earthing switch cubicle as per-TPG. |  | 2017-08-04 10:27:48 | 0 | Set | 209000000 | 0000 | IDR | General | 0 | 0 | Material | N | N | N | ""
10717 | 323167-0000 | 20kV Busbar Voltage Transformer and Earthing switch cubicle as per-TPG. |  | 2017-08-03 18:28:07 | 0 | Set | 0 | 0000 |  | General | 0 | 0 | Material | N | N | N | ""
10837 | 313311-0000 | 20kV Incoming feeder cubicle Including CB, CT, Protection and Measurement Devices |  | 2017-08-04 10:27:06 | 0 | Set | 409000000 | 0000 | IDR | General | 0 | 0 | Material | N | N | N | ""
10716 | 323166-0000 | 20kV Incoming feeder cubicle Including CB, CT, Protection and Measurement Devices |  | 2017-08-03 18:27:11 | 0 | Set | 0 | 0000 |  | General | 0 | 0 | Material | N | N | N | ""
10720 | 323170-0000 | 20kV Outgoing feeder cubicle Including CB, Protection and Measurement Devices |  | 2017-08-03 18:32:27 | 0 | Set | 307000000 | 0000 | IDR | General | 0 | 0 | Material | N | N | N | ""
11190 | 313442-0000 | 24 kV XLPE N2XSY 185 mm2 |  | 2018-10-23 13:48:10 | 0 | Mtr | 285623 | 0000 | IDR | General | 0 | 0 | Material | N | N | N | ""
11189 | 313441-0000 | 24 kV XLPE N2XSY 400 mm2 |  | 2018-10-23 13:47:20 | 0 | Mtr | 504052 | 0000 | IDR | General | 0 | 0 | Material | N | N | N | ""
10718 | 323168-0000 | 24 kV XLPE Power cable for 20kV- Incoming TR as per-TPG |  | 2017-08-03 18:30:10 | 0 | Mtr | 0 | 0000 |  | General | 0 | 0 | Material | N | N | N | ""
10854 | 313320-0000 | 24 kV XLPE Power cable for incoming AST as per-TPG |  | 2017-08-04 11:01:21 | 0 | Mtr | 0 | 0000 |  | General | 0 | 0 | Material | N | N | N | ""
11942 | 611230-0000 | 4 Bundle Yoke Plate 120 kN |  | 2021-10-15 18:41:03 | 0 | Pcs | 1788096 | 0000 | IDR | General | 0 | 0 | Material | N | N | N | ""
9766 | 323097-0000 | 400 VAC SWITCH FUSE DISTRIBUTION BOARD SUITABLE FOR 110 VDC TO SUPPLY THE CONTROL BUILDING, YARD LIGHTING AND HV EQUIPMENT, TO COMPLETE THE SPECIFIED SCOPE OF WORK, INCLUDING NECESSARY SPARE MCB. |  | 2015-02-03 14:19:43 | 0 | Set | 0 | 0000 | IDR | General | 0 | 12502 | Material | N | N | N | ""
9670 | 313153-0000 | 400 VAC SWITCH FUSE DISTRIBUTION BOARD SUITABLE FOR 110 VDC TO SUPPLY THE CONTROL BUILDING, YARD LIGHTING AND HV EQUIPMENT, TO COMPLETE THE SPECIFIED SCOPE OF WORK, INCLUDING NECESSARY SPARE MCB. |  | 2015-02-03 16:44:14 | 0 | Set | 170000000 | 0000 | IDR | General | 0 | 12502 | Material | N | N | N | ""
10762 | 323185-0000 | 400/230 VAC Distribution Board complete with MCB for HV |  | 2017-08-03 19:23:26 | 0 | Set | 0 | 0000 |  | General | 0 | 0 | Material | N | N | N | ""
10870 | 313336-0000 | 400/230 VAC Distribution Board complete with MCB for HV |  | 2017-08-04 11:13:42 | 0 | Set | 235000000 | 0000 | IDR | General | 0 | 0 | Material | N | N | N | ""
10702 | 313292-0000 | 400/230 VAC Distribution Board complete with MCB for HV |  | 2017-08-03 17:41:01 | 0 | Set | 60000000 | 0000 | IDR | General | 0 | 0 | Material | N | N | N | ""
10159 | 020001-0000 | 4100 |  | 2016-02-24 16:18:33 | 0 | ea | 85000 | 0000 | IDR | General | 0 | 9100 | Material | N | N | N | ""
10980 | 313369-0000 | 45 deg terminal connector for 2xTAL 660SQmm to 4-dia 14 holes flat, cc 45,pad 100x100x20T |  | 2017-09-25 10:46:53 | 0 | Pcs | 770000 | 0000 | IDR | General | 0 | 13226 | Material | N | N | N | ""
10051 | 313196-0000 | 45 deg. terminal conector for CB. TAL 850 sqm to 8-dia. 14 holes flat, cc 50, pad 200x100x20T |  | 2015-11-19 11:11:46 | 0 | Pcs | 104.19 | 0000 | USD | General | 0 | 13648 | Material | N | N | N | ""
10979 | 313368-0000 | 45 degrees terminal connector for TAL 850SQmm to 8-dia 14 holes flat-cc 50-pad 200x100x15T |  | 2017-09-25 10:44:33 | 0 | Pcs | 66.06 | 0000 | USD | General | 0 | 13226 | Material | N | N | N | ""
11257 | 211207-0000 | 45deg. terminal connector for 1xAAAC 630SQmm to 8-D 14.0 holes flat |  | 2019-02-11 13:57:34 | 0 | Pcs | 110865 | 0000 | KRW | General | 0 | 14049 | Material | N | N | N | ""
11255 | 211205-0000 | 45deg. terminal connector for 2xAAC Lupine 1267SQmm to 8-D 14.0 holes flat |  | 2019-02-11 13:54:25 | 0 | Pcs | 142.18 | 0000 | USD | General | 0 | 14049 | Material | N | N | N | ""
9773 | 323101-0000 | 48 V DC SWITCH FUSE DISTRIBUTION BOARD SUITABLE FOR 48 V DC BATTERY SET, HV EQUIPMENT OF MINIMUM 10 BAYS, MV SWITCHGEAR, ETC TO COMPLETE THE SPECIFIED SCOPE OF WORK, INCLUDING NECESSARY SPARE MCB. |  | 2015-02-03 14:31:15 | 0 | Set | 2785000 | 0000 | IDR | General | 0 | 12502 | Material | N | N | N | ""
9782 | 313162-0000 | 48 V DC SWITCH FUSE DISTRIBUTION BOARD SUITABLE FOR 48 V DC BATTERY SET, HV EQUIPMENT OF MINIMUM 10 BAYS, MV SWITCHGEAR, ETC TO COMPLETE THE SPECIFIED SCOPE OF WORK, INCLUDING NECESSARY SPARE MCB. |  | 2015-02-03 14:42:05 | 0 | Set | 90000000 | 0000 | IDR | General | 0 | 12502 | Material | N | N | N | ""
9771 | 313158-0000 | 48 VDC BATTERY SUITABLE FOR SUPPLYING ALL 48 VDC FOR 8 HOURS DISCHARGE (MINIMUM CAPACITY IS 165 AH 480 VDC, SUBJECT TO CALCULATION). |  | 2015-02-03 14:29:19 | 0 | Set | 146000000 | 0000 | IDR | General | 0 | 12502 | Material | N | N | N | ""
9780 | 323106-0000 | 48 VDC BATTERY SUITABLE FOR SUPPLYING ALL 48 VDC FOR 8 HOURS DISCHARGE (MINIMUM CAPACITY IS 165 AH 480 VDC, SUBJECT TO CALCULATION). |  | 2015-02-03 14:39:39 | 0 | Set | 3750000 | 0000 | IDR | General | 0 | 12502 | Material | N | N | N | ""
10701 | 313291-0000 | 48 VDC Distribution Board complete with MCB and include necessary |  | 2017-08-03 17:35:35 | 0 | Set | 40000000 | 0000 | IDR | General | 0 | 0 | Material | N | N | N | ""
10876 | 313342-0000 | 48V DC battery Charger 100A plus dioda dropper. |  | 2017-08-04 11:17:03 | 0 | Set | 149808567 | 0000 | IDR | General | 0 | 0 | Material | N | N | N | ""
10877 | 313343-0000 | 48V DC battery, 350Ah, 8 hours Autonomy. |  | 2017-08-04 11:17:55 | 0 | Set | 204707359 | 0000 | IDR | General | 0 | 0 | Material | N | N | N | ""
10874 | 313340-0000 | 48V DC FUSE BOX |  | 2017-08-04 11:15:59 | 0 | Set | 6978660 | 0000 | IDR | General | 0 | 0 | Material | N | N | N | ""
9700 | 111330-0000 | 50 mm Asphalt hot mix |  | 2015-02-02 18:47:13 | 0 | M2 | 881780.31 | 0000 | IDR | General | 0 | 12502 | Material | N | N | N | ""
9657 | 313140-0000 | 70 kV 3 Phase Disconnecting Switch motor operated, 31.5 kA 1250 A without Earthing switch for IBT bay |  | 2015-03-13 14:24:49 | 0 | Set | 69653140 | 0000 | IDR | General | 5230 | 12502 | Material | N | N | N | ""
9658 | 313141-0000 | 70 kV 3 Phase SF6 Circuit Breaker 40 kA 2000 A, complete with clamps and supporting structure for IBT bay |  | 2015-02-02 17:44:02 | 0 | Set | 198371610 | 0000 | IDR | General | 14895 | 12502 | Material | N | N | N | ""
9660 | 313143-0000 | 70 kV Capacitor Voltage Transformer with 2 secondary winding, ratio 70000V.V3 / 100V.V3 / 100V.V3, Burden 30 VA CL 3P, 30 VA CL 0.2, min. capacitance 10000 PF |  | 2016-06-23 11:43:25 | 0 | Unit | 2910 | 0000 | USD | General | 0 | 12502 | Material | N | N | N | ""
9659 | 313142-0000 | 70 kV Current transformer for IBT bay comprising, Core 1, 500-1000/1 A, Class PX for differential protection Core 2, 500-1000/1A, 30 VA Class 5P20 Class 0,2 for over current protection, earth fault protection, instrument and metering devices. Core 3, 1000-2000/1A, Class PX for check bus zone protection Core 4, 1000-2000/1A, Class PX for main bus zone protection Core 5, 500-1000/1A, Class 0,2s for bidding meter |  | 2017-09-25 10:58:26 | 0 | Set | 2910 | 0000 | USD | General | 0 | 12502 | Material | N | N | N | ""
9797 | 313170-0000 | 70 kV Lightning Arrester, 10 kA, complete with and surge counter |  | 2015-03-13 14:30:35 | 0 | Set | 800 | 0000 | USD | General | 0 | 12502 | Material | N | N | N | ""
9756 | 323087-0000 | 70 kV Lightning Arrester, 20 kA, complete with clamp, supporting structure and surge counter |  | 2015-02-03 14:07:51 | 0 | Set | 1400 | 0000 | IDR | General | 0 | 12502 | Material | N | Y | N | ""
9665 | 313148-0000 | 70 kV Neutral Earthing Resistor |  | 2015-02-03 17:47:21 | 0 | Set | 0 | 0000 | USD | General | 0 | 12502 | Material | N | N | N | ""
9656 | 313139-0000 | 70 kV single suspension string insulator set with fitting |  | 2015-02-02 17:40:01 | 0 | Set | 0 | 0000 | IDR | General | 0 | 12502 | Material | N | N | N | ""
9655 | 313138-0000 | 70 kV single tension string insulator set with fitting |  | 2015-02-02 17:37:30 | 0 | Set | 0 | 0000 | IDR | General | 0 | 12502 | Material | N | N | N | ""
11261 | 211211-0000 | 90deg. terminal connector for 2xAAC Lupine 1267SQmm to 6-D 14.3 holes flat |  | 2019-02-11 14:04:53 | 0 | Pcs | 77.92 | 0000 | USD | General | 0 | 14049 | Material | N | N | N | ""
11154 | 211147-0000 | A2C Lupine 2 x 1267 to Plate 4 - Holes Dia. 16 |  | 2018-09-25 11:13:31 | 0 | Pcs | 0 | 0000 |  | General | 0 | 0 | Material | N | N | N | ""
11155 | 211148-0000 | A3C 630 to Plate 4 - Holes Dia. 16 |  | 2018-09-25 11:14:31 | 0 | Pcs | 1309000 | 0000 | IDR | General | 0 | 0 | Material | N | N | N | ""
12444 | 313657-0000 | AAC 1267 mm2 (Lupine) |  | 2024-08-29 20:01:04 | 0 | Mtr | 0 | 0000 |  | General | 0 | 0 | Material | N | N | N | ""
8267 | 323017-0000 | Abonement, power fee, BAST 1 - 3 month, 4.0 KVA |  | 2013-07-28 10:51:58 | 0 | Ls | 0 | 0000 | IDR | General | 0 | 9991 | Material | N | N | N | ""
8116 | 322001-0000 | Abonement, power fee, BAST 1 > 3 month, 2K2VA |  |  | 0 | Ls | 0 | 0000 |  |  | 0 | 0 |  | N | N | N
8117 | 322002-0000 | Abonement, power fee, BAST 1 > 3 month, 3K5VA |  |  | 0 | Ls | 0 | 0000 |  |  | 0 | 0 |  | N | N | N
8118 | 322003-0000 | Abonement, power fee, BAST 1 > 3 month, 4K4VA |  |  | 0 | Ls | 0 | 0000 |  |  | 0 | 0 |  | N | N | N
12453 | 313665-0000 | AC 0.5 PK |  | 2024-09-19 09:39:20 | 0 | Unit | 3200000 | 0000 | IDR | General | 0 | 0 | Material | N | N | N | ""
10847 | 313314-0000 | AC Distribution Board for Server, HMI during AC shutdown |  | 2017-08-04 10:53:50 | 0 | Set | 0 | 0000 |  | General | 0 | 0 | Material | N | N | N | ""
11425 | 313477-0000 | AC split 1.5 PK |  | 2019-07-22 09:46:04 | 0 | Pcs | 3486486.49 | 0000 | IDR | General | 0 | 0 | Material | N | N | N | ""
11426 | 313478-0000 | AC split 2 PK |  | 2019-07-22 09:46:47 | 0 | Pcs | 5405405.41 | 0000 | IDR | General | 0 | 0 | Material | N | N | N | ""
11585 | 611166-0000 | Access Point |  | 2020-03-02 11:37:56 | 0 | Pcs | 394000 | 0000 | IDR | General | 0 | 0 | Material | N | N | N | ""
9162 | 413060-0000 | Accessories |  | 2014-04-22 14:35:25 | 0 | Pcs | 525000 | 0000 | IDR | General | 0 | 0 | Material | N | N | N | ""
12315 | 313598-0000 | ACSR/AS 250-A1/SA1A-26/7 |  | 2024-04-26 22:29:52 | 0 | Mtr | 41500 | 0000 | IDR | General | 0 | 0 | Material | N | N | N | ""
11233 | 413204-0000 | Adapter Pictail SC/APC |  | 2018-12-27 11:03:22 | 0 | Pcs | 0 | 0000 |  | General | 0 | 0 | Material | N | N | N | ""
8310 | 413038-0000 | Adapter SC/UPC |  | 2013-08-01 10:55:18 | 0 | Pcs | 0 | 0000 | IDR | General | 0 | 10101 | Material | N | N | N | ""
10123 | 413162-0000 | Additional per 1m Patch cord 2 meter, (FC/LC/SC-APC To FC/LC/SC-APC), G.652 D |  | 2016-02-01 15:47:47 | 0 | Pcs | 0 | 0000 |  | General | 0 | 0 | Material | N | N | N | ""
12204 | 129437-0000 | Adj Base Plate Rent |  | 2023-03-21 09:47:53 | 0 | Pc/Month | 8800 | 0000 | IDR | General | 0 | 0 | Material | N | N | N | ""
12279 | 611337-0000 | Adjustable Castor 12 With Spindle |  | 2023-06-03 18:14:48 | 0 | Pc/Month | 113400 | 0000 | IDR | General | 0 | 0 | Material | N | N | N | ""
12020 | 611279-0000 | Adjustable Wrench 12 Inch |  | 2022-01-09 12:23:13 | 0 | Pcs | 89500 | 0000 | IDR | General | 0 | 0 | Material | N | N | N | ""
12473 | 820135-0000 | Admin Fee |  | 2024-10-17 22:39:45 | 0 | Pcs | 150000 | 0000 | IDR | General | 0 | 0 | Material | N | N | N | ""
10407 | 211100-0000 | ADSS Dead End Assembly Tension String Span 800 |  | 2016-11-16 13:59:21 | 0 | Set | 2000000 | 0000 | IDR | General | 0 | 0 | Material | N | N | N | ""
10408 | 211101-0000 | ADSS Spiral Vibration Damper Span 800 |  | 2016-11-16 13:59:56 | 0 | Set | 378308 | 0000 | IDR | General | 0 | 0 | Material | N | N | N | ""
8343 | 111030-0000 | Agregat Class B |  | 2013-08-02 14:52:25 | 0 | M3 | 0 | 0000 | IDR | General | 0 | 10101 | Material | N | N | N | ""
12246 | 611314-0000 | Air Compressor 100 PSI |  | 2023-05-06 19:55:51 | 0 | Set | 150000000 | 0000 | IDR | General | 0 | 0 | Material | N | N | N | ""
7667 | 310061-PASO | Air Conditioner (AC) - 1 pK |  |  | 0 | Set | 5049000 | Panas | IDR | "" | 0 | 0 | Material | N | N | N
12726 | 313763-0000 | Air Conditioner (AC) - 1.5 pK |  | 2025-09-30 21:54:11 | 0 | Set | 4800900.9 | 0000 | IDR | General | 0 | 0 | Material | N | N | N | ""
12668 | 313754-0000 | Air Conditioner (AC) - 2 pK |  | 2025-06-24 11:39:47 | 0 | Set | 0 | 0000 |  | General | 0 | 0 | Material | N | N | N | ""
11645 | 611170-0000 | Air Filter Cartridge |  | 2020-08-25 13:22:06 | 0 | Set | 1559828 | 0000 | IDR | General | 0 | 0 | Material | N | N | N | ""
11646 | 611171-0000 | Air Filter Safety Catridge |  | 2020-08-25 13:24:25 | 0 | Set | 1100750 | 0000 | IDR | General | 0 | 0 | Material | N | N | N | ""
8593 | 111235-0000 | Aircraft warning spheres ball |  | 2013-10-04 08:09:53 | 0 | Set | 52 | 0000 | USD | General | 0 | 11132 | Material | N | N | N | ""
11004 | 313379-0000 | Aircrat Warning Light /OBL |  | 2017-10-11 13:59:47 | 0 | Set | 905 | 0000 | USD | General | 0 | 0 | Material | N | N | N | ""
11143 | 810060-0000 | AKI MOBIL |  | 2018-08-15 17:47:58 | 0 | Pcs | 1841818.18 | 0000 | IDR | General | 0 | 0 | Material | N | N | N | ""
9343 | 211051-0000 | Aksesoris Tiang |  | 2016-02-10 15:26:58 | 0 | Set | 22500 | 0000 | IDR | General | 25662 | 11841 | Material | N | N | N | ""
8291 | 413020-0000 | Aksesoris Tiang Telepon (Steel Pole) 9 meter |  | 2016-02-10 14:53:30 | 0 | Set | 0 | 0000 | IDR | General | 0 | 10101 | Material | N | N | N | ""
11184 | 211174-0000 | Alat Pemadam Kebakaran (APAR) 50 KG |  | 2018-10-22 12:53:35 | 0 | Pcs | 3200000 | 0000 | IDR | General | 0 | 0 | Material | N | N | N | ""
11183 | 211173-0000 | Alat Pemadam Kebakaran (APAR) 6KG |  | 2018-10-22 12:52:27 | 0 | Pcs | 650000 | 0000 | IDR | General | 0 | 0 | Material | N | N | N | ""
9100 | 111278-0000 | Alat pendukung pekerjaan civil |  | 2014-03-14 16:23:07 | 0 | Ls | 375000 | 0000 | IDR | General | 0 | 11633 | Material | N | N | N | ""
11567 | 810105-0000 | alkohol 70% |  | 2019-11-26 15:21:28 | 0 | Tub | 3000 | 0000 | IDR | General | 0 | 0 | Material | N | N | N | ""
12248 | 810118-0000 | All Movable Risk Insurance |  | 2023-05-12 14:14:17 | 0 | Mth | 3263500 | 0000 | IDR | General | 0 | 0 | Material | N | N | N | ""
11910 | 211387-0000 | All Thread Rod 8x12 |  | 2021-09-24 13:20:20 | 0 | Pcs | 0 | 0000 |  | General | 0 | 0 | Material | N | N | N | ""
12176 | 211445-0000 | Allumunium Plate Interface 25x75x220mm |  | 2022-11-05 14:27:08 | 0 | Pcs | 0 | 0000 |  | General | 0 | 0 | Material | N | N | N | ""
11305 | 211249-0000 | Altenator |  | 2019-02-27 16:50:52 | 0 | Set | 5250000 | 0000 | IDR | General | 0 | 0 | Material | N | N | N | ""
11867 | 611213-0000 | Altenator STC 24 |  | 2021-09-19 16:31:50 | 0 | Unit | 9272727.27 | 0000 | IDR | General | 0 | 0 | Material | N | N | N | ""
12664 | 111686-0000 | Aluminium Foil Insulation |  | 2025-06-24 11:25:34 | 0 | M2 | 0 | 0000 |  | General | 0 | 0 | Material | N | N | N | ""
11753 | 111592-0000 | Amplas |  | 2021-01-29 10:25:55 | 0 | Pcs | 30000 | 0000 | IDR | General | 0 | 0 | Material | N | N | N | ""
10663 | 810040-0000 | Amplop logo IMD Folio |  | 2017-07-06 15:18:18 | 0 | Box | 0 | 0000 |  | General | 0 | 0 | Material | N | N | N | ""
10662 | 810039-0000 | Amplop Logo QDC Uk. Folio |  | 2017-07-06 15:15:55 | 0 | Box | 140000 | 0000 | IDR | General | 0 | 0 | Material | N | N | N | ""
10522 | 313260-0000 | Anchor Bolt M36x400 include 3 nut, 2 plate washer, 1 spring washer |  | 2017-08-02 16:38:10 | 0 | Set | 17000 | 0000 | IDR | General | 167500 | 13327 | Material | N | N | N | ""
11938 | 611226-0000 | Anchor Construction Yoke Plate |  | 2021-10-15 18:37:00 | 0 | Pcs | 819936 | 0000 | IDR | General | 0 | 0 | Material | N | N | N | ""
12137 | 211431-0000 | Anchor L ST41 M20 x 750 mm x 100 mm HDG |  | 2022-08-11 09:25:16 | 0 | Set | 0 | 0000 |  | General | 0 | 0 | Material | N | N | N | ""
12037 | 111622-0000 | Anchor M 10 |  | 2022-01-27 14:16:34 | 0 | Pcs | 35000 | 0000 | IDR | General | 0 | 0 | Material | N | N | N | ""
8705 | 211029-0000 | Anchor M12 |  | 2017-03-30 11:10:50 | 0 | ea | 125000 | 0000 | IDR | General | 35000 | 13325 | Material | N | N | N | ""
11911 | 211388-0000 | anchor manual installation tool |  | 2021-09-24 13:39:24 | 0 | Pcs | 8000000 | 0000 | IDR | General | 0 | 0 | Material | N | N | N | ""
11899 | 211376-0000 | Anchor MR-1-11 |  | 2021-09-23 21:10:03 | 0 | Pcs | 0 | 0000 |  | General | 0 | 0 | Material | N | N | N | ""
11944 | 611232-0000 | Anchor Plate |  | 2021-10-15 18:43:12 | 0 | Pcs | 54.22 | 0000 | USD | General | 0 | 0 | Material | N | N | N | ""
11907 | 211384-0000 | Anchor Pulling Eye |  | 2021-09-23 21:26:18 | 0 | Pcs | 1620000 | 0000 | IDR | General | 0 | 0 | Material | N | N | N | ""
11929 | 211399-0000 | ANCHOR ROD EXTENSION 10 FT |  | 2021-10-13 16:52:46 | 0 | Pcs | 3006720 | 0000 | IDR | General | 0 | 0 | Material | N | N | N | ""
11928 | 211398-0000 | ANCHOR ROD EXTENSION 5 FT |  | 2021-10-13 16:51:31 | 0 | Pcs | 1530086 | 0000 | IDR | General | 0 | 0 | Material | N | N | N | ""
11881 | 211359-0000 | Anchor Shackle 60 KIP Galvanize |  | 2021-09-23 20:19:22 | 0 | Pcs | 0 | 0000 |  | General | 0 | 0 | Material | N | N | N | ""
11463 | 611156-0000 | Angkong |  | 2019-08-21 20:44:32 | 0 | Unit | 558558.56 | 0000 | IDR | General | 0 | 0 | Material | N | N | N | ""
11773 | 111598-0000 | Angkur Bolt / Nut Anchor 2 1/4 inch |  | 2021-03-02 21:16:53 | 0 | Pcs | 165738.89 | 0000 | IDR | General | 0 | 0 | Material | N | N | N | ""
12437 | 111675-0000 | Angkur Bolt Type I c/w 3 mur nut). 2 WP, 1 square plate, hot deep galvanized diameter 16 mm |  | 2024-08-28 10:09:29 | 0 | Set | 50000 | 0000 | IDR | General | 0 | 0 | Material | N | N | N | ""
12283 | 211453-0000 | Angkur Bolt Type I c/w 3 mur nut). 2 WP, 1 square plate, hot deep galvanized diameter 24 mm , 719 mm length |  | 2023-07-20 17:37:19 | 0 | Set | 298900 | 0000 | IDR | General | 0 | 0 | Material | N | N | N | ""
12438 | 111676-0000 | Angkur Bolt Type I c/w 3 mur nut). 2 WP, 1 square plate, hot deep galvanized diameter 32 mm |  | 2024-08-28 10:11:03 | 0 | Set | 326000 | 0000 | IDR | General | 0 | 0 | Material | N | N | N | ""
12281 | 211451-0000 | Angkur Bolt Type I c/w 3 mur nut). 2 WP, 1 square plate, hot deep galvanized diameter 36 mm , 1148 mm length |  | 2023-07-20 17:31:26 | 0 | Set | 571340 | 0000 | IDR | General | 0 | 0 | Material | N | N | N | ""
12282 | 211452-0000 | Angkur Bolt Type I c/w 3 mur nut). 2 WP, 1 square plate, hot deep galvanized diameter 36 mm , 735 mm length |  | 2023-07-20 17:34:21 | 0 | Set | 514500 | 0000 | IDR | General | 0 | 0 | Material | N | N | N | ""
12311 | 211458-0000 | Angkur Bolt type I c/w 3 mur nut, 2 WP hot deep galvanized diameter 24 mm |  | 2023-11-27 17:48:42 | 0 | Set | 0 | 0000 |  | General | 0 | 0 | Material | N | N | N | ""
12732 | 111701-0000 | Angkur Bolt Type I c/w 3 murnut). 2 WP, 1 square plate,hot deep galvanized diameter19 mm |  | 2025-10-08 14:55:38 | 0 | Pcs | 77500 | 0000 | IDR | General | 0 | 0 | Material | N | N | N | ""
12312 | 211459-0000 | Angkur Bolt type I c/w 3 Nut, 2 WP Hot deep Galvanized diameter 20 mm |  | 2023-11-27 17:54:21 | 0 | Set | 0 | 0000 |  | General | 0 | 0 | Material | N | N | N | ""
11116 | 111484-0000 | Angkur Bolt Type J C/W 3 MUR with 1 WP and 1 SW Hotdip Galvanized diameter 12 mm |  | 2018-05-21 15:39:36 | 0 | Set | 0 | 0000 |  | General | 0 | 0 | Material | N | N | N | ""
11117 | 111485-0000 | Angkur Bolt Type J C/W 3 MUR with 1 WP and 1 SW Hotdip Galvanized diameter 20 mm (3/4inch) |  | 2018-05-21 15:41:43 | 0 | Set | 65300 | 0000 | IDR | General | 0 | 0 | Material | N | N | N | ""
11118 | 111486-0000 | Angkur Bolt Type J C/W 3 MUR with 1 WP and 1 SW Hotdip Galvanized diameter 24 mm (1 inch) |  | 2018-05-21 15:42:37 | 0 | Set | 116400 | 0000 | IDR | General | 0 | 0 | Material | N | N | N | ""
11119 | 111487-0000 | Angkur Bolt Type J C/W 3 MUR with 1 WP and 1 SW Hotdip Galvanized diameter 36 mm (1 3/8 inch) |  | 2018-05-21 15:43:30 | 0 | Set | 17021 | 0000 | IDR | General | 0 | 0 | Material | N | N | N | ""
12403 | 211472-0000 | Angkur Bolt Type J c/w 3 Mur, 1 WP dan 1 SW Hotdip Galvanized diamter 22 mm |  | 2024-06-28 19:05:09 | 0 | Pcs | 22000 | 0000 | IDR | General | 0 | 0 | Material | N | N | N | ""
12850 | 111720-0000 | Angkur Bolt Type Y C/W 3 MUR with 1 WP and 1 SW Hotdip Galvanized diameter 24 mm (1 Inch) |  | 2025-12-22 11:53:37 | 0 | Set | 220000 | 0000 | IDR | General | 0 | 0 | Material | N | N | N | ""
11096 | 111483-0000 | Angkur M12 |  | 2018-04-17 14:21:41 | 0 | Pcs | 49000 | 0000 | IDR | General | 0 | 0 | Material | N | N | N | ""
11005 | 111476-0000 | Angkur M16 |  | 2017-11-22 09:24:37 | 0 | ea | 55000 | 0000 | IDR | General | 30000 | 13538 | Material | N | N | N | ""
12136 | 111641-0000 | Angkur M20 x 750 mm x 100 mm HDG |  | 2022-08-10 16:10:56 | 0 | ea | 0 | 0000 |  | General | 0 | 0 | Material | N | N | N | ""
8377 | 211025-0000 | Angkur Temberang Tarik (Link Eye Anchoor) |  | 2013-08-20 10:48:47 | 0 | Set | 62500 | 0000 | IDR | General | 125000 | 10301 | Material | N | N | N | ""
10516 | 424165-0000 | Antena Easy Macro |  | 2017-01-26 15:31:48 | 0 | Pcs | 0 | 0000 |  | General | 0 | 0 | Material | N | N | N | ""
9444 | 413089-0000 | Antenna mounting |  | 2014-09-02 10:29:13 | 0 | Pcs | 6000000 | 0000 | IDR | General | 14000 | 11694 | Material | N | N | N | ""
10887 | 129294-0000 | Anti climbing device |  | 2017-08-04 16:17:13 | 0 | Pcs | 0 | 0000 |  | General | 0 | 0 | Material | N | N | N | ""
11087 | 313413-0000 | Anti climbing guards |  | 2018-04-05 17:43:25 | 0 | Pcs | 27000 | 0000 | IDR | General | 0 | 0 | Material | N | N | N | ""
8592 | 111234-0000 | Anti climbing guards (1 sets per steelpole) |  | 2013-10-04 08:09:06 | 0 | Twr | 0 | 0000 | IDR | General | 0 | 11132 | Material | N | N | N | ""
8591 | 111233-0000 | Anti climbing guards (4 sets per tower) |  | 2013-10-04 08:07:39 | 0 | Twr | 1950000 | 0000 | IDR | General | 0 | 11132 | Material | N | N | N | ""
10603 | 210002-TSE0 | Anti Twist wire rope Hexagon Twelve Strands, D11 mm, PN 18118 |  | 2017-03-30 17:21:09 | 0 | Mtr | 29920 | TSE0 | IDR | TSE | 0 | 0 | Material | N | N | N | ""
10458 | 610002-TSE0 | Anti Twist wire rope Hexagon Twelve Strands, D18 mm, PN 18121 |  | 2017-03-30 17:23:32 | 0 | Mtr | 51765 | TSE0 | IDR | TSE | 0 | 13322 | Material | N | N | N | ""
10459 | 610003-TSE0 | Anti Twisting Braided Steel Rope 13 Mm 10.5 Dan 1000 Meter |  | 2016-12-21 20:54:52 | 0 | Mtr | 25429 | TSE0 | IDR | TSE | 0 | 0 | Material | N | N | N | ""
12076 | 920001-0000 | Anti Virus S/W |  | 2022-02-04 10:35:54 | 0 | Set | 2320000 | 0000 | IDR | General | 0 | 0 | Material | N | N | N | ""
8465 | 610002-0000 | ANTITWISTING STEEL ROPE 18 MM |  | 2013-09-17 18:37:47 | 0 | Mtr | 0 | 0000 | IDR | General | 0 | 11455 | Material | N | N | N | ""
9531 | 820064-0000 | APD (Alat Pengamanan Diri) |  | 2014-10-30 15:14:52 | 0 | Ls | 323000 | 0000 | IDR | General | 360000 | 12168 | Material | N | N | N | ""
11514 | 313483-0000 | Arching Horn |  | 2019-09-23 20:56:43 | 0 | Pcs | 168687 | 0000 | IDR | General | 0 | 0 | Material | N | N | N | ""
9594 | 413121-0000 | Arm Mounting Antenna Triple Include Boom 2 Meter (complete) |  | 2015-01-15 16:59:22 | 0 | Set | 3969375 | 0000 | IDR | General | 0 | 12510 | Material | N | N | N | ""
8544 | 313020-0000 | Armor rod for line conductor ACSR/AS 240/40 mm2 |  | 2016-11-29 09:25:20 | 0 | Pcs | 126000 | 0000 | IDR | General | 13.03 | 11132 | Material | N | N | N | ""
12320 | 313601-0000 | Armour rod for ACSR 250 mm2 |  | 2024-04-27 08:42:51 | 0 | Set | 0 | 0000 |  | General | 0 | 0 | Material | N | N | N | ""
10563 | 313261-0000 | Armour rod for earthwire conductor AS 70 mm2 |  | 2017-03-27 17:08:19 | 0 | Set | 0 | 0000 |  | General | 0 | 0 | Material | N | N | N | ""
10564 | 313262-0000 | Armour rod for earthwire conductor OPGW 70 mm2 |  | 2017-03-27 17:11:26 | 0 | Set | 145625 | 0000 | IDR | General | 0 | 0 | Material | N | N | N | ""
8546 | 313022-0000 | Armour rod for earthwireconductor OPGW 60 mm2 |  | 2013-10-03 17:10:00 | 0 | Pcs | 220000 | 0000 | IDR | General | 220000 | 11132 | Material | N | N | N | ""
9388 | 313079-0000 | Armour rod for GSW / AS 55 mm2 |  | 2016-11-15 10:16:35 | 0 | Set | 61250 | 0000 | IDR | General | 0 | 11666 | Material | N | N | N | ""
9602 | 313101-0000 | Armour rod for line conductor HTLS ACCC CopenhagenDouble suspension string set 120kN min 4.250mm creepage distance HTLS 2x1000A (ACCC) |  | 2015-01-27 13:25:51 | 0 | Set | 175000 | 0000 | IDR | General | 0 | 12510 | Material | N | N | N | ""
10565 | 313263-0000 | Armour rod for line conductor TACSR/AS 410/67 mm2 |  | 2017-03-27 17:14:10 | 0 | Set | 185000 | 0000 | IDR | General | 0 | 0 | Material | N | N | N | ""
12174 | 313590-0000 | Armoured Cable Gland Brass M20 |  | 2022-10-26 07:08:18 | 0 | Pcs | 325000 | 0000 | IDR | General | 0 | 0 | Material | N | N | N | ""
12175 | 313591-0000 | Armoured Cable Gland Brass M20s |  | 2022-10-26 07:09:26 | 0 | Pcs | 275000 | 0000 | IDR | General | 0 | 0 | Material | N | N | N | ""
12146 | 313578-0000 | Armoured Cable Gland SS316 M16 |  | 2022-08-27 19:18:58 | 0 | Pcs | 0 | 0000 |  | General | 0 | 0 | Material | N | N | N | ""
12148 | 313580-0000 | Armoured Cable Gland SS316 M20 |  | 2022-08-27 19:20:56 | 0 | Pcs | 2150000 | 0000 | IDR | General | 0 | 0 | Material | N | N | N | ""
12147 | 313579-0000 | Armoured Cable Gland SS316 M20s |  | 2022-08-27 19:19:47 | 0 | Pcs | 1050000 | 0000 | IDR | General | 0 | 0 | Material | N | N | N | ""
12149 | 313581-0000 | Armoured Cable Gland SS316 M25 |  | 2022-08-27 19:22:45 | 0 | Pcs | 2000000 | 0000 | IDR | General | 0 | 0 | Material | N | N | N | ""
12150 | 313582-0000 | Armoured Cable Gland SS316 M32 |  | 2022-08-27 19:24:19 | 0 | Pcs | 2250000 | 0000 | IDR | General | 0 | 0 | Material | N | N | N | ""
12151 | 313583-0000 | Armoured Cable Gland SS316 M50 |  | 2022-08-27 19:25:16 | 0 | Pcs | 6072400 | 0000 | IDR | General | 0 | 0 | Material | N | N | N | ""
12152 | 313584-0000 | Armoured Cable Gland SS316 M50s |  | 2022-08-27 19:26:54 | 0 | Pcs | 0 | 0000 |  | General | 0 | 0 | Material | N | N | N | ""
12173 | 313589-0000 | Armoured Cable Gland SS316 M63 |  | 2022-10-26 06:53:30 | 0 | Pcs | 6072400 | 0000 | IDR | General | 0 | 0 | Material | N | N | N | ""
12153 | 313585-0000 | Armoured Cable Gland SS316 M63s |  | 2022-08-27 19:27:54 | 0 | Pcs | 0 | 0000 |  | General | 0 | 0 | Material | N | N | N | ""
12317 | 313600-0000 | AS 75mm2 |  | 2024-04-26 22:53:29 | 0 | Mtr | 18700 | 0000 | IDR | General | 0 | 0 | Material | N | N | N | ""
9935 | 129133-0000 | As Build drawing civil |  | 2015-06-19 17:25:40 | 0 | Ls | 0 | 0000 |  | General | 0 | 0 | Material | N | Y | N | ""
9920 | 129130-0000 | As Built drawing |  | 2016-02-10 11:36:16 | 0 | Ls | 428000 | 0000 | IDR | General | 0 | 13658 | Material | N | N | N | ""
7674 | 210005-0000 | As drat M8 |  | 2015-05-27 14:25:30 | 0 | Pcs | 0 | Gener | "" | "" | 8000 | 13147 | Material | N | N | N
11779 | 820108-0000 | Asosiasi Iuran, Pendaftaran |  | 2021-03-23 15:08:33 | 0 | Ls | 21120000 | 0000 | IDR | General | 0 | 0 | Material | N | N | N | ""
11706 | 111577-0000 | Aspal |  | 2020-12-19 09:13:51 | 0 | Ton | 22000000 | 0000 | IDR | General | 0 | 0 | Material | N | N | N | ""
11705 | 111576-0000 | Aspalt |  | 2020-12-19 09:03:57 | 0 | Pcs | 0 | 0000 |  | General | 0 | 0 | Material | N | N | N | ""
11657 | 111561-0000 | Asphalt |  | 2020-08-26 09:41:13 | 0 | Kg | 0 | 0000 |  | General | 0 | 0 | Material | N | N | N | ""
10737 | 323175-0000 | AST Potection Panel |  | 2017-08-03 18:53:51 | 0 | Set | 0 | 0000 |  | General | 0 | 0 | Material | N | N | N | ""
9860 | 820070-0000 | Asuransi All Risk |  | 2015-03-20 08:46:48 | 0 | Ls | 56161532.14 | 0000 | IDR | General | 39257606 | 0 | Material | N | N | N | ""
9026 | 820022-0000 | Asuransi Kesehatan Karyawan PT AIA |  | 2014-02-19 16:52:15 | 0 | Ls | 10820000 | 0000 | IDR | General | 10820000 | 12184 | Material | N | N | N | ""
10509 | 820001-BDKR | Asuransi Performance Bonds |  | 2016-12-22 11:02:06 | 0 | Ls | 9000 | BDKR | IDR | Berdikari | 0 | 0 | Material | N | N | N | ""
9859 | 820069-0000 | Asuransi Tenaga Kerja |  | 2015-03-20 08:45:08 | 0 | Ls | 37182369 | 0000 | IDR | General | 37182369 | 0 | Material | N | N | N | ""
11749 | 111589-0000 | Atap UPVC |  | 2021-01-26 15:48:29 | 0 | Mtr | 1272.73 | 0000 | IDR | General | 0 | 0 | Material | N | N | N | ""
9175 | 820042-0000 | ATK, Etc (Tahun Kedua) |  | 2014-04-22 14:50:43 | 0 | Yr | 0 | 0000 | IDR | General | 0 | 11313 | Material | N | N | N | ""
9183 | 820050-0000 | ATK, Etc (Tahun Ketiga) |  | 2014-04-22 14:58:53 | 0 | Yr | 0 | 0000 | IDR | General | 0 | 11313 | Material | N | N | N | ""
9167 | 820034-0000 | ATK, Etc (Tahun Pertama) |  | 2014-04-22 14:42:15 | 0 | Yr | 0 | 0000 | IDR | General | 0 | 11313 | Material | N | N | N | ""
11691 | 611178-0000 | Auto Level Measurement Tool |  | 2020-11-01 21:04:34 | 0 | Set | 200000 | 0000 | IDR | General | 0 | 0 | Material | N | N | N | ""
12535 | 313697-0000 | Auxiliary Contact For MCB |  | 2024-12-02 16:10:04 | 0 | Unit | 135600 | 0000 | IDR | General | 0 | 0 | Material | N | N | N | ""
10018 | 820082-0000 | Axa Mandiri |  | 2015-10-08 09:22:21 | 0 | Ls | 2137263.14 | 0000 | IDR | General | 0 | 0 | Material | N | N | N | ""
9693 | 129119-0000 | Back fill with selected material |  | 2015-02-02 18:38:00 | 0 | M3 | 35000 | 0000 | IDR | General | 0 | 12502 | Material | N | N | N | ""
8288 | 111023-0000 | Baja Struktur L 50x50x5 |  | 2013-08-01 10:02:59 | 0 | Kg | 0 | 0000 | IDR | General | 0 | 10101 | Material | N | N | N | ""
10081 | 010001-0000 | Baju Kerja / Uniform |  | 2015-11-30 15:25:46 | 0 | Pcs | 150000 | 0000 | IDR | General | 0 | 0 | Material | N | N | N | ""
11477 | 111535-0000 | Bak Control |  | 2019-09-02 22:24:21 | 0 | Unit | 190000 | 0000 | IDR | General | 0 | 0 | Material | N | N | N | ""
11544 | 111557-0000 | Bak Cuci Piring |  | 2019-11-06 15:40:20 | 0 | Set | 250000 | 0000 | IDR | General | 0 | 0 | Material | N | N | N | ""
11497 | 129386-0000 | Bak Kontrol Beton |  | 2019-09-05 09:36:58 | 0 | Ttk | 190000 | 0000 | IDR | General | 0 | 0 | Material | N | N | N | ""
11498 | 111539-0000 | Bak Kontrol Pasangan Batu Bata |  | 2019-09-05 09:55:48 | 0 | Ml | 190000 | 0000 | IDR | General | 0 | 0 | Material | N | N | N | ""
10386 | 611093-0000 | Bak Ukur 3 m |  | 2016-10-26 11:14:36 | 0 | Pcs | 400000 | 0000 | IDR | General | 0 | 13019 | Material | N | N | N | ""
10387 | 611094-0000 | Bak Ukur 5 m |  | 2016-10-26 11:16:17 | 0 | Pcs | 500000 | 0000 | IDR | General | 0 | 0 | Material | N | N | N | ""
10432 | 211112-0000 | Ball Clevis |  | 2016-11-29 09:32:11 | 0 | Pcs | 7.36 | 0000 | USD | General | 0 | 0 | Material | N | N | N | ""
11397 | 111500-0000 | balok kayu 8/12 |  | 2019-07-03 18:27:57 | 0 | btg | 40000 | 0000 | IDR | General | 0 | 0 | Material | N | N | N | ""
11412 | 129367-0000 | Bambu |  | 2019-07-18 10:31:07 | 0 | btg | 15000 | 0000 | IDR | General | 0 | 0 | Material | N | N | N | ""
10031 | 611043-0000 | Ban dalam kendaraan |  | 2015-10-16 20:17:57 | 0 | Pcs | 45000 | 0000 | IDR | General | 0 | 0 | Material | N | N | N | ""
11036 | 810048-0000 | Ban Mobil Operasional |  | 2017-12-19 14:41:41 | 0 | Pcs | 1729324 | 0000 | IDR | General | 0 | 0 | Material | N | N | N | ""
10030 | 611042-0000 | Ban truk |  | 2015-10-16 20:14:19 | 0 | Pcs | 3396396.4 | 0000 | IDR | General | 0 | 0 | Material | N | N | N | ""
11913 | 611215-0000 | Banana Hanger Bracket |  | 2021-09-28 14:01:27 | 0 | Unit | 2.52 | 0000 | USD | General | 0 | 14600 | Material | N | N | N | ""
11915 | 611217-0000 | Banana Hanger Braket |  | 2021-09-28 14:04:56 | 0 | Unit | 0 | 0000 |  | General | 0 | 14800 | Material | N | N | N | ""
10410 | 413191-0000 | Band it |  | 2016-11-17 16:49:15 | 0 | Pcs | 0 | 0000 |  | General | 0 | 0 | Material | N | N | N | ""
9865 | 820074-0000 | Bank Charges/Finance Costs |  | 2015-03-25 14:18:24 | 0 | Ls | 378966564 | 0000 | IDR | General | 0 | 0 | Material | N | N | N | ""
10416 | 810024-0000 | Banner Spanduk |  | 2016-11-23 09:25:35 | 0 | Pcs | 30000 | 0000 | IDR | General | 0 | 0 | Material | N | N | N | ""
11023 | 810043-0000 | Bantal dacron |  | 2017-10-31 15:19:57 | 0 | Pcs | 0 | 0000 |  | General | 0 | 0 | Material | Y | N | N | ""
11817 | 620034-0000 | Bar Beding |  | 2021-08-05 14:08:41 | 0 | Unit | 18500000 | 0000 | IDR | General | 0 | 0 | Material | N | N | N | ""
11832 | 129429-0000 | Bar Bending Sewa Mesin |  | 2021-09-03 14:07:41 | 0 | Mth | 4750000 | 0000 | IDR | General | 0 | 0 | Material | N | N | N | ""
11818 | 620035-0000 | Bar Cutter |  | 2021-08-05 14:11:16 | 0 | Unit | 17500000 | 0000 | IDR | General | 0 | 0 | Material | N | N | N | ""
11833 | 129430-0000 | Bar Cutter Sewa Mesin |  | 2021-09-03 14:10:45 | 0 | Mth | 4750000 | 0000 | IDR | General | 0 | 0 | Material | N | N | N | ""
7694 | 210025-0000 | Bar holder persegi 35x10 mm |  | 2015-10-21 15:54:08 | 0 | Pcs | 0 | Gener | "" | "" | 10500 | 13665 | Material | N | N | N
11188 | 313440-0000 | Bare Copper |  | 2018-10-23 13:46:24 | 0 | Mtr | 162625.35 | 0000 | IDR | General | 0 | 0 | Material | N | N | N | ""
12209 | 129442-0000 | Base Spindle TR 38-70/50 Rent |  | 2023-03-21 09:53:51 | 0 | Pc/Month | 16800 | 0000 | IDR | General | 0 | 0 | Material | N | N | N | ""
12263 | 611324-0000 | Base Standard UVB 24 |  | 2023-05-25 08:42:25 | 0 | Pc/Month | 8000 | 0000 | IDR | General | 0 | 0 | Material | N | N | N | ""
12280 | 611338-0000 | Base Standard UVB 24 |  | 2023-06-03 18:17:20 | 0 | Pc/Month | 0 | 0000 |  | General | 0 | 0 | Material | N | N | N | ""
9699 | 111329-0000 | Base structure (Sub base & Base coarse) |  | 2015-02-02 18:46:25 | 0 | M2 | 218758 | 0000 | IDR | General | 0 | 12502 | Material | N | N | N | ""
10696 | 111446-0000 | Batako |  | 2017-08-02 10:10:27 | 0 | Pcs | 3000 | 0000 | IDR | General | 0 | 0 | Material | N | N | N | ""
11677 | 111565-0000 | Batang Kelapa |  | 2020-10-03 19:06:31 | 0 | btg | 325000 | 0000 | IDR | General | 0 | 0 | Material | N | N | N | ""
9097 | 111276-0000 | Batching Plant |  | 2014-03-14 16:19:02 | 0 | Unit | 0 | 0000 | IDR | General | 0 | 11633 | Material | N | N | N | ""
10160 | 611048-0000 | Battery / accu for Genset (HO) type N200 |  | 2016-02-24 17:57:24 | 0 | ea | 1813550 | 0000 | IDR | General | 0 | 0 | Material | N | N | N | ""
9954 | 313185-0000 | Battery 110 Vdc, 8 hours, 277 Ah, 90 Cells |  | 2015-08-03 14:49:34 | 0 | Set | 0 | 0000 |  | General | 0 | 0 | Material | N | N | N | ""
7669 | 310063-UNIG | Battery 12AVR100-3ET |  |  | 0 | Pcs | 0 | UNIGY | "" | "" | 0 | 0 | Material | N | N | N
9956 | 313186-0000 | Battery charger 110 Vdc, 100 A. Complete with dropper diode and blocking diode |  | 2015-08-03 15:11:01 | 0 | Set | 0 | 0000 |  | General | 0 | 0 | Material | N | N | N | ""
9957 | 313187-0000 | Battery charger 48 Vdc, 100 A. Complete with dropper diode and blocking diode |  | 2015-08-03 15:14:17 | 0 | Set | 0 | 0000 |  | General | 0 | 0 | Material | N | N | N | ""
9765 | 323096-0000 | BATTERY CHARGER MIN 100 A FOR 110 VDC BATTERY COMPLETE WITH PANEL BOARD (SUBJECT TO CALCULATION). |  | 2015-02-03 14:18:44 | 0 | Set | 4750000 | 0000 | IDR | General | 0 | 12502 | Material | N | N | N | ""
9669 | 313152-0000 | BATTERY CHARGER MIN 100 A FOR 110 VDC BATTERY COMPLETE WITH PANEL BOARD (SUBJECT TO CALCULATION). |  | 2015-02-03 16:43:41 | 0 | Set | 149000000 | 0000 | IDR | General | 0 | 12502 | Material | N | N | N | ""
9772 | 313159-0000 | BATTERY CHARGER MIN 100 A FOR 48 VDC BATTERY COMPLETE WITH PANEL BOARD AND INCLUDING 3 STEPS VOLTAGE DROPPER (SUBJECT TO CALCULATION). |  | 2015-02-03 14:30:18 | 0 | Set | 110000000 | 0000 | IDR | General | 0 | 12502 | Material | N | N | N | ""
9781 | 323107-0000 | BATTERY CHARGER MIN 100 A FOR 48 VDC BATTERY COMPLETE WITH PANEL BOARD AND INCLUDING 3 STEPS VOLTAGE DROPPER (SUBJECT TO CALCULATION). |  | 2015-02-03 14:40:42 | 0 | Set | 3785000 | 0000 | IDR | General | 0 | 12502 | Material | N | N | N | ""
7644 | 310038-0000 | Battery UPS |  | 2015-10-21 15:55:10 | 0 | Pcs | 2200000 | Gener | IDR | "" | 1190 | 13665 | Material | N | N | N
9500 | 111305-0000 | Batu bata merah |  | 2014-10-21 13:37:09 | 0 | Pcs | 480 | 0000 | IDR | General | 600 | 12210 | Material | N | N | N | ""
8342 | 111029-0000 | Batu belah 15cm/20cm |  | 2013-08-02 14:51:15 | 0 | M3 | 250000 | 0000 | IDR | General | 0 | 10101 | Material | N | N | N | ""
8341 | 111028-0000 | Batu Kali/Stone Masonry |  | 2013-08-02 14:50:27 | 0 | M3 | 350000 | 0000 | IDR | General | 0 | 10101 | Material | N | N | N | ""
11971 | 111615-0000 | Batu Limestone |  | 2021-11-11 17:10:43 | 0 | M3 | 300000 | 0000 | IDR | General | 0 | 14500 | Material | N | N | N | ""
11970 | 111614-0000 | Batu Makadam |  | 2021-11-11 17:09:21 | 0 | M3 | 320000 | 0000 | IDR | General | 0 | 14500 | Material | N | N | N | ""
12461 | 111680-0000 | Batu Split 2/3 |  | 2024-09-26 09:12:35 | 0 | Ton | 355000 | 0000 | IDR | General | 0 | 0 | Material | N | N | N | ""
8123 | 111003-0000 | Batu Split 2/3 |  |  | 0 | M3 | 500000 | 0000 | IDR |  | 300000 | 0 |  | N | N | N
12410 | 111670-0000 | Baut & Mur Roofing 3 Cm |  | 2024-07-12 19:40:53 | 0 | Pcs | 337.5 | 0000 | IDR | General | 0 | 0 | Material | N | N | N | ""
12409 | 111669-0000 | Baut & Mur Roofing 5 Cm |  | 2024-07-12 19:39:00 | 0 | Pcs | 675.68 | 0000 | IDR | General | 0 | 0 | Material | N | N | N | ""
9498 | 211067-0000 | Baut 19mm x 50mm (Baut, Mur, Ring) |  | 2017-05-26 17:35:13 | 0 | Set | 0 | 0000 | IDR | General | 3000 | 13323 | Material | N | N | N | ""
11656 | 211307-0000 | Baut M12x50 galvanish |  | 2020-08-26 09:37:03 | 0 | Pcs | 3590 | 0000 | IDR | General | 0 | 0 | Material | N | N | N | ""
12166 | 211439-0000 | Baut M16 x 100 (Inc.nut & Washer) HDG |  | 2022-10-04 20:26:38 | 0 | Pcs | 23178 | 0000 | IDR | General | 0 | 0 | Material | N | N | N | ""
11450 | 211255-0000 | Baut M16 x 180 (Step Bolt) |  | 2019-08-06 13:57:56 | 0 | Pcs | 19300 | 0000 | IDR | General | 0 | 0 | Material | N | N | N | ""
11449 | 211254-0000 | baut M16 x 35 (Inc. ring and washer), HDG |  | 2019-08-06 13:56:33 | 0 | Pcs | 5000 | 0000 | IDR | General | 0 | 0 | Material | N | N | N | ""
11369 | 129357-0000 | Baut M16 x 40 (Inc. ring and washer), HDG, Grade 8,8 |  | 2019-04-23 14:43:04 | 0 | Pcs | 6000 | 0000 | IDR | General | 0 | 0 | Material | N | N | N | ""
11370 | 129358-0000 | Baut M16 x 45 (Inc. ring and washer), HDG, Grade 8,8 |  | 2019-04-23 14:43:56 | 0 | Pcs | 9636 | 0000 | IDR | General | 0 | 0 | Material | N | N | N | ""
11371 | 129359-0000 | Baut M16 x 50 (Inc. ring and washer), HDG, Grade 8,8 |  | 2019-04-23 14:44:38 | 0 | Pcs | 9037 | 0000 | IDR | General | 0 | 0 | Material | N | N | N | ""
11372 | 129360-0000 | Baut M16 x 55 (Inc. ring and washer), HDG, Grade 8,8 |  | 2019-04-23 14:45:24 | 0 | Pcs | 6220 | 0000 | IDR | General | 0 | 0 | Material | N | N | N | ""
11373 | 129361-0000 | Baut M16 x 60 (Inc. ring and washer), HDG, Grade 8,8 |  | 2019-04-23 14:46:07 | 0 | Pcs | 6516 | 0000 | IDR | General | 0 | 0 | Material | N | N | N | ""
11374 | 129362-0000 | Baut M16 x 65 (Inc. ring and washer), HDG, Grade 8,8 |  | 2019-04-23 14:46:49 | 0 | Pcs | 7645 | 0000 | IDR | General | 0 | 0 | Material | N | N | N | ""
12584 | 211482-0000 | Baut M16 x 75 (Inc. ring and washer), HDG, Grade 8,8 |  | 2025-02-12 14:17:26 | 0 | Pcs | 9200 | 0000 | IDR | General | 0 | 0 | Material | N | N | N | ""
12165 | 211438-0000 | Baut M16 x 90 (Inc.nut & Washer) HDG |  | 2022-10-04 20:25:52 | 0 | Pcs | 22190 | 0000 | IDR | General | 0 | 0 | Material | N | N | N | ""
11451 | 211256-0000 | Baut M20 x 100 (Inc.nut & washer) HDG |  | 2019-08-06 14:00:36 | 0 | Pcs | 14935 | 0000 | IDR | General | 0 | 0 | Material | N | N | N | ""
11375 | 129363-0000 | Baut M20 x 50 (Inc. ring and washer), HDG, Grade 8,8 |  | 2019-04-23 14:47:42 | 0 | Pcs | 6000 | 0000 | IDR | General | 0 | 0 | Material | N | N | N | ""
11456 | 211261-0000 | Baut M20 x 55 (Inc.nut & washer) HDG |  | 2019-08-06 14:05:42 | 0 | Pcs | 13856 | 0000 | IDR | General | 0 | 0 | Material | N | N | N | ""
11455 | 211260-0000 | Baut M20 x 60 (Inc.nut & washer) HDG |  | 2019-08-06 14:04:33 | 0 | Pcs | 13116 | 0000 | IDR | General | 0 | 0 | Material | N | N | N | ""
11376 | 129364-0000 | Baut M20 x 65 (Inc. ring and washer), HDG, Grade 8,8 |  | 2019-04-23 14:48:27 | 0 | Pcs | 6000 | 0000 | IDR | General | 0 | 0 | Material | N | N | N | ""
11377 | 129365-0000 | Baut M20 x 70 (Inc. ring and washer), HDG, Grade 8,8 |  | 2019-04-23 14:49:04 | 0 | Pcs | 6000 | 0000 | IDR | General | 0 | 0 | Material | N | N | N | ""
11454 | 211259-0000 | Baut M20 x 75 (Inc.nut & washer) HDG |  | 2019-08-06 14:03:40 | 0 | Pcs | 14665 | 0000 | IDR | General | 0 | 0 | Material | N | N | N | ""
11453 | 211258-0000 | Baut M20 x 80 (Inc.nut & washer) HDG |  | 2019-08-06 14:02:37 | 0 | Pcs | 13000 | 0000 | IDR | General | 0 | 0 | Material | N | N | N | ""
12131 | 211429-0000 | Baut M20 x 85 (Inc.nut & washer) HDG |  | 2022-08-04 18:27:55 | 0 | Pcs | 13888 | 0000 | IDR | General | 0 | 0 | Material | N | N | N | ""
12130 | 211428-0000 | Baut M20 x 90 (Inc.nut & washer) HDG |  | 2022-08-04 18:26:47 | 0 | Pcs | 13888 | 0000 | IDR | General | 0 | 0 | Material | N | N | N | ""
11452 | 211257-0000 | Baut M20 x 95 (Inc.nut & washer) HDG |  | 2019-08-06 14:01:48 | 0 | Pcs | 14751 | 0000 | IDR | General | 0 | 0 | Material | N | N | N | ""
12127 | 211427-0000 | Baut M22 x 85 (inc. ring and washer), HDG, Grade 8.8 |  | 2022-07-20 17:04:45 | 0 | Pcs | 23094.59 | 0000 | IDR | General | 0 | 0 | Material | N | N | N | ""
12161 | 211434-0000 | Baut M24 x 110 (Inc.nut & Washer) HDG |  | 2022-10-04 20:21:29 | 0 | Pcs | 24888 | 0000 | IDR | General | 0 | 0 | Material | N | N | N | ""
12164 | 211437-0000 | Baut M24 x 50 (Inc.nut & Washer) HDG |  | 2022-10-04 20:24:18 | 0 | Pcs | 16794 | 0000 | IDR | General | 0 | 0 | Material | N | N | N | ""
12286 | 211456-0000 | Baut M24 x 70 (Inc.nut & Washer) HDG |  | 2023-08-04 11:59:18 | 0 | Pcs | 19492 | 0000 | IDR | General | 0 | 0 | Material | N | N | N | ""
12163 | 211436-0000 | Baut M24 x 75 (Inc.nut & Washer) HDG |  | 2022-10-04 20:23:26 | 0 | Pcs | 20176 | 0000 | IDR | General | 0 | 0 | Material | N | N | N | ""
12162 | 211435-0000 | Baut M24 x 85 (Inc.nut & Washer) HDG |  | 2022-10-04 20:22:35 | 0 | Pcs | 21506 | 0000 | IDR | General | 0 | 0 | Material | N | N | N | ""
9491 | 211066-0000 | Baut stainless M14x16 |  | 2014-10-13 14:41:09 | 0 | Set | 1207454.55 | 0000 | IDR | General | 4500 | 12172 | Material | N | N | N | ""
11590 | 211281-0000 | Baut Stainless Steel M12x50mm |  | 2020-04-01 16:03:26 | 0 | Pcs | 13000 | 0000 | IDR | General | 0 | 0 | Material | N | N | N | ""
9176 | 820043-0000 | BBM dan Maintenance (Tahun Kedua) |  | 2014-04-22 14:51:17 | 0 | Yr | 0 | 0000 | IDR | General | 0 | 11313 | Material | N | N | N | ""
9184 | 820051-0000 | BBM dan Maintenance (Tahun Ketiga) |  | 2014-04-22 14:59:28 | 0 | Yr | 0 | 0000 | IDR | General | 0 | 11313 | Material | N | N | N | ""
9168 | 820035-0000 | BBM dan Maintenance (Tahun Pertama) |  | 2014-04-22 14:43:24 | 0 | Yr | 0 | 0000 | IDR | General | 0 | 11313 | Material | N | N | N | ""
10073 | 313212-0000 | BCC-H 1X120 mm2 SPLN41-5 |  | 2015-11-30 15:05:09 | 0 | Mtr | 225000 | 0000 | IDR | General | 0 | 13735 | Material | N | N | N | ""
10669 | 313287-0000 | BCC-H 1x150 mm2 |  | 2017-07-18 12:22:50 | 0 | Mtr | 243500 | 0000 | IDR | General | 0 | 0 | Material | N | N | N | ""
12210 | 129443-0000 | Beam Bracket Rent |  | 2023-03-21 09:54:56 | 0 | Pc/Month | 16800 | 0000 | IDR | General | 0 | 0 | Material | N | N | N | ""
9623 | 211076-0000 | Beam steel Structure Type 14 m |  | 2015-02-02 15:20:22 | 0 | Unit | 26290800 | 0000 | IDR | General | 23493360 | 12502 | Material | N | N | N | ""
9718 | 221021-0000 | Beam steel Structure Type 14 m |  | 2015-02-03 09:34:01 | 0 | Unit | 1400 | 0000 | IDR | General | 0 | 12502 | Material | N | N | N | ""
12800 | 111714-0000 | Bekisting Oil |  | 2025-11-30 13:22:15 | 0 | Ltr | 0 | 0000 |  | General | 0 | 0 | Material | N | N | N | ""
10174 | 720037-0000 | Beli Sepeda motor |  | 2016-04-29 15:43:41 | 0 | Unit | 6400000 | 0000 | IDR | General | 0 | 0 | Material | N | N | N | ""
8218 | 111015-0000 | Benang Tali/ Benang Kasur |  | 2013-07-18 11:45:06 | 0 | Pcs | 10000 | 0000 | IDR | General | 0 | 9982 | Material | N | N | N | ""
8209 | 111010-0000 | Benang tukang |  | 2013-07-17 18:47:14 | 0 | Rol | 5000 | 0000 | IDR | General | 2000 | 9982 | Material | N | N | N | ""
11215 | 810066-0000 | Bendera K3 |  | 2018-12-11 14:01:06 | 0 | Pcs | 80660 | 0000 | IDR | General | 0 | 0 | Material | N | N | N | ""
10189 | 710006-0000 | Bensin ( BBM ) |  | 2016-05-16 15:04:20 | 0 | Ltr | 12800 | 0000 | IDR | General | 0 | 0 | Material | N | N | N | ""
11838 | 111611-0000 | Bentonite |  | 2021-09-03 20:05:04 | 0 | Kg | 40000 | 0000 | IDR | General | 0 | 0 | Material | N | N | N | ""
8345 | 111032-0000 | Besi 4 mm |  | 2013-08-02 14:53:58 | 0 | Ton | 0 | 0000 | IDR | General | 0 | 10101 | Material | N | N | N | ""
8338 | 111025-0000 | Besi Beton |  | 2013-08-02 14:46:30 | 0 | Ton | 6200000 | 0000 | IDR | General | 0 | 10101 | Material | N | N | N | ""
10710 | 129229-0000 | Besi Beton 1/2 Lingkaran dia 20 cm |  | 2017-08-03 18:18:35 | 0 | Mtr | 0 | 0000 |  | General | 0 | 0 | Material | N | N | N | ""
7718 | 110006-0000 | Besi Beton Biasa M10 |  |  | 0 | Pcs | 58698.38 | Gener | IDR | "" | 58610 | 0 | Material | N | N | N
7719 | 110007-0000 | Besi Beton Biasa M12 |  |  | 0 | Pcs | 116800 | Gener | IDR | "" | 100000 | 0 | Material | N | N | N
7717 | 110005-0000 | Besi Beton Biasa M8 |  |  | 0 | Pcs | 43556.76 | Gener | IDR | "" | 38000 | 0 | Material | N | N | N
10997 | 111472-0000 | Besi beton D 13 mm |  | 2017-10-06 15:27:50 | 0 | btg | 100820.53 | 0000 | IDR | General | 0 | 0 | Material | N | N | N | ""
12085 | 111627-0000 | Besi Beton Polos D 10 |  | 2022-02-14 09:30:41 | 0 | btg | 80000 | 0000 | IDR | General | 0 | 0 | Material | N | N | N | ""
11820 | 111607-0000 | Besi Beton Polos D8 |  | 2021-08-06 14:20:08 | 0 | Pcs | 52524.32 | 0000 | IDR | General | 0 | 0 | Material | N | N | N | ""
8125 | 111005-0000 | Besi Beton Polos dia. 10 |  | 2014-02-17 17:53:35 | 0 | Kg | 8243.25 | 0000 | IDR |  | 80000 | 0 |  | N | N | N
9016 | 111261-0000 | Besi Beton Polos dia. 12 |  | 2014-02-17 17:50:04 | 0 | Kg | 97500 | 0000 | IDR | General | 0 | 12184 | Material | N | N | N | ""
9017 | 111262-0000 | Besi Beton Polos dia. 13 |  | 2014-02-17 17:50:52 | 0 | Kg | 0 | 0000 | IDR | General | 0 | 12184 | Material | N | N | N | ""
9018 | 111263-0000 | Besi Beton Polos dia. 6 |  | 2017-11-01 08:47:47 | 0 | btg | 22750 | 0000 | IDR | General | 0 | 12184 | Material | N | N | N | ""
8215 | 111013-0000 | Besi Beton Polos dia. 8 |  | 2014-02-17 17:53:02 | 0 | Kg | 8243.25 | 0000 | IDR | General | 57500 | 9982 | Material | N | N | N | ""
11123 | 111488-0000 | Besi beton ulir D19 |  | 2018-05-23 17:11:59 | 0 | Pcs | 228015.32 | 0000 | IDR | General | 0 | 0 | Material | N | N | N | ""
8124 | 111004-0000 | Besi Beton Ulir Dia 13 |  |  | 0 | Kg | 8063.1 | 0000 | IDR |  | 115000 | 0 |  | N | N | N
12132 | 111640-0000 | Besi Beton Ulir Dia 22 |  | 2022-08-05 09:51:37 | 0 | btg | 344713.51 | 0000 | IDR | General | 0 | 0 | Material | N | N | N | ""
9012 | 111257-0000 | Besi Beton Ulir dia. 16 |  | 2014-02-17 17:47:54 | 0 | Kg | 7387.39 | 0000 | IDR | General | 0 | 12184 | Material | N | N | N | ""
9013 | 111258-0000 | Besi Beton Ulir dia. 19 |  | 2014-02-17 17:48:23 | 0 | Kg | 8040.54 | 0000 | IDR | General | 0 | 12184 | Material | N | N | N | ""
9014 | 111259-0000 | Besi Beton Ulir dia. 22 |  | 2014-02-17 17:48:57 | 0 | Kg | 297206 | 0000 | IDR | General | 0 | 12184 | Material | N | N | N | ""
9015 | 111260-0000 | Besi Beton Ulir dia. 25 |  | 2014-02-17 17:49:27 | 0 | Kg | 383858 | 0000 | IDR | General | 0 | 12184 | Material | N | N | N | ""
7720 | 110008-0000 | Besi Beton Ulir M16 |  |  | 0 | Pcs | 150123.36 | Gener | IDR | "" | 0 | 0 | Material | N | N | N
11746 | 111586-0000 | Besi CNP 100 x 50 x 20 x 2.3 (6 mtr) |  | 2021-01-26 10:42:54 | 0 | btg | 254545.46 | 0000 | IDR | General | 0 | 0 | Material | N | N | N | ""
12242 | 111655-0000 | Besi Hollow 20x20x3 (6 Meter) |  | 2023-04-06 17:05:17 | 0 | btg | 0 | 0000 |  | General | 0 | 0 | Material | N | N | N | ""
12241 | 111654-0000 | Besi Hollow 30x30x3 (6 Meter) |  | 2023-04-06 17:04:12 | 0 | btg | 0 | 0000 |  | General | 0 | 0 | Material | N | N | N | ""
11745 | 111585-0000 | Besi Hollow 40 x 60 x 2 (6 mtr) |  | 2021-01-26 10:40:04 | 0 | btg | 195454.55 | 0000 | IDR | General | 0 | 0 | Material | N | N | N | ""
12259 | 111659-0000 | Besi Hollow 40x40x1.4 (6 Meter) |  | 2023-05-23 06:54:34 | 0 | btg | 157000 | 0000 | IDR | General | 0 | 0 | Material | N | N | N | ""
12240 | 111653-0000 | Besi Hollow 40x40x3 (6 Meter) |  | 2023-04-06 17:03:04 | 0 | btg | 195000 | 0000 | IDR | General | 0 | 0 | Material | N | N | N | ""
12258 | 111658-0000 | Besi Hollow 50x50x1.4 (6 mtr) |  | 2023-05-23 06:50:50 | 0 | btg | 228000 | 0000 | IDR | General | 0 | 0 | Material | N | N | N | ""
12036 | 111621-0000 | Besi Hollow 50x50x5 (6 mtr) |  | 2022-01-27 14:13:15 | 0 | btg | 0 | 0000 |  | General | 0 | 0 | Material | N | N | N | ""
12105 | 111633-0000 | Besi Hollow 50x50x6 (6 meter) |  | 2022-06-27 15:40:47 | 0 | Pcs | 1171171.17 | 0000 | IDR | General | 0 | 0 | Material | N | N | N | ""
11743 | 111583-0000 | Besi HWF 100 x 100 x 6 x 8 (12 mtr) |  | 2021-01-26 10:35:13 | 0 | btg | 2910780 | 0000 | IDR | General | 0 | 0 | Material | N | N | N | ""
11744 | 111584-0000 | Besi INP 100 x 50 x 5 x 7 (6 mtr) |  | 2021-01-26 10:37:58 | 0 | btg | 581818.19 | 0000 | IDR | General | 0 | 0 | Material | N | N | N | ""
9286 | 111294-0000 | Besi Siku |  | 2014-06-03 09:38:09 | 0 | btg | 53000 | 0000 | IDR | General | 0 | 11513 | Material | N | N | N | ""
12423 | 211475-0000 | Besi Siku 40x40x4, L 6000 mm |  | 2024-07-28 16:14:35 | 0 | Pcs | 186000 | 0000 | IDR | General | 0 | 0 | Material | N | N | N | ""
11793 | 211327-0000 | Besi Siku 50x5 |  | 2021-06-10 20:22:26 | 0 | btg | 355200 | 0000 | IDR | General | 0 | 0 | Material | N | N | N | ""
11792 | 211326-0000 | Besi Siku 60x6 |  | 2021-06-10 20:21:11 | 0 | btg | 359910 | 0000 | IDR | General | 0 | 0 | Material | N | N | N | ""
12285 | 211455-0000 | Besi Siku 65 x 65 x 6 HDG |  | 2023-08-03 16:19:33 | 0 | Pcs | 0 | 0000 |  | General | 0 | 0 | Material | N | N | N | ""
11813 | 111606-0000 | Besi Siku Galvanis 40x40x5 |  | 2021-07-08 13:25:16 | 0 | btg | 108000 | 0000 | IDR | General | 0 | 0 | Material | N | N | N | ""
10695 | 111445-0000 | Besi ulir 13 mm |  | 2017-08-02 10:09:29 | 0 | btg | 103437.84 | 0000 | IDR | General | 0 | 0 | Material | N | N | N | ""
11534 | 111554-0000 | Besi ulir diameter 20mm |  | 2019-10-21 18:20:23 | 0 | btg | 239700 | 0000 | IDR | General | 0 | 0 | Material | N | N | N | ""
11533 | 111553-0000 | Besi ulir diameter 25 mm |  | 2019-10-21 18:19:22 | 0 | btg | 527400 | 0000 | IDR | General | 0 | 0 | Material | N | N | N | ""
11797 | 111601-0000 | Besi UNP 100x50x5 mm |  | 2021-06-10 20:34:02 | 0 | btg | 405900 | 0000 | IDR | General | 0 | 0 | Material | N | N | N | ""
11543 | 111556-0000 | beton instan |  | 2019-11-04 17:22:00 | 0 | Zak | 41000 | 0000 | IDR | General | 0 | 0 | Material | N | N | N | ""
10894 | 129299-0000 | Beton K 175, concrete frame |  | 2017-08-04 16:50:13 | 0 | M3 | 0 | 0000 |  | General | 0 | 0 | Material | N | N | N | ""
12345 | 111662-0000 | Beton Readymix K 175 |  | 2024-05-16 10:01:33 | 0 | m3 | 0 | 0000 |  | General | 0 | 0 | Material | N | N | N | ""
9986 | 111348-0000 | Beton Readymix K 225 |  | 2015-09-01 10:36:56 | 0 | M3 | 1020000 | 0000 | IDR | General | 0 | 0 | Material | N | N | N | ""
11708 | 111579-0000 | Beton Readymix K 250 |  | 2020-12-19 09:28:03 | 0 | M3 | 1544013.51 | 0000 | IDR | General | 0 | 0 | Material | N | N | N | ""
11961 | 111613-0000 | Beton Readymix K 300 |  | 2021-10-26 19:52:05 | 0 | M3 | 1065000 | 0000 | IDR | General | 0 | 0 | Material | N | N | N | ""
12844 | 111719-0000 | Beton Readymix K 600 |  | 2025-12-11 12:02:51 | 0 | M3 | 1300000 | 0000 | IDR | General | 0 | 0 | Material | N | N | N | ""
11707 | 111578-0000 | Beton Readymix K100 |  | 2020-12-19 09:26:32 | 0 | M3 | 1323882.88 | 0000 | IDR | General | 0 | 0 | Material | N | N | N | ""
12691 | 111691-0000 | Beton Readymix K450 |  | 2025-07-29 11:49:35 | 0 | M3 | 0 | 0000 |  | General | 0 | 0 | Material | N | N | N | ""
12692 | 111692-0000 | Beton Readymix K500 |  | 2025-07-29 11:50:40 | 0 | M3 | 1486487 | 0000 | IDR | General | 0 | 0 | Material | N | N | N | ""
10999 | 129328-0000 | Biaya air dan Listrik |  | 2017-10-06 16:03:50 | 0 | Ls | 324710 | 0000 | IDR | General | 0 | 0 | Material | N | N | N | ""
9178 | 820045-0000 | Biaya aktifitas kantor lain2 (Tahun Kedua) |  | 2014-04-22 14:52:38 | 0 | Yr | 10810810.81 | 0000 | IDR | General | 0 | 11313 | Material | N | N | N | ""
9186 | 820053-0000 | Biaya aktifitas kantor lain2 (Tahun Ketiga) |  | 2014-04-22 15:00:44 | 0 | Yr | 2252252.25 | 0000 | IDR | General | 0 | 11313 | Material | N | N | N | ""
9170 | 820037-0000 | Biaya aktifitas kantor lain2 (Tahun Pertama) |  | 2014-04-22 14:44:56 | 0 | Yr | 0 | 0000 | IDR | General | 0 | 11313 | Material | N | N | N | ""
11802 | 521015-0000 | Biaya IMB |  | 2021-06-11 17:19:20 | 0 | Ls | 0 | 0000 |  | General | 0 | 0 | Material | N | N | N | ""
8463 | 129020-0000 | Biaya Koordinasi & Operasional Lapangan |  | 2013-09-16 14:37:05 | 0 | Ls | 37500000 | 0000 | IDR | General | 18740300 | 11455 | Material | N | N | N | ""
9177 | 820044-0000 | Biaya Koordinasi P3 (Tahun Kedua) |  | 2014-04-22 14:51:59 | 0 | Yr | 0 | 0000 | IDR | General | 0 | 11313 | Material | N | N | N | ""
9185 | 820052-0000 | Biaya Koordinasi P3 (Tahun Ketiga) |  | 2014-04-22 15:00:06 | 0 | Yr | 0 | 0000 | IDR | General | 0 | 11313 | Material | N | N | N | ""
9169 | 820036-0000 | Biaya Koordinasi P3 (Tahun Pertama) |  | 2014-04-22 14:44:21 | 0 | Yr | 0 | 0000 | IDR | General | 0 | 11313 | Material | N | N | N | ""
9188 | 820055-0000 | Biaya Mobilisasi (Tahun Kedua) |  | 2014-04-22 15:02:10 | 0 | Yr | 0 | 0000 | IDR | General | 0 | 11313 | Material | N | N | N | ""
9189 | 820056-0000 | Biaya Mobilisasi (Tahun Ketiga) |  | 2014-04-22 15:02:55 | 0 | Yr | 0 | 0000 | IDR | General | 0 | 11313 | Material | N | N | N | ""
9187 | 820054-0000 | Biaya Mobilisasi (Tahun Pertama) |  | 2014-04-22 15:01:34 | 0 | Yr | 0 | 0000 | IDR | General | 0 | 11313 | Material | N | N | N | ""
12714 | 820144-0000 | Biaya Pemasangan Passenger Hoist Cap 2 Ton |  | 2025-09-09 16:42:21 | 0 | Set | 0 | 0000 |  | General | 0 | 0 | Material | N | N | N | ""
9318 | 323042-0000 | Biaya pengurusan SLO |  | 2014-06-11 14:49:24 | 0 | Ls | 0 | 0000 | IDR | General | 0 | 11683 | Material | N | N | N | ""
9317 | 323041-0000 | Biaya Pengurusan SPJBTL dan STO PLN |  | 2014-06-11 14:48:40 | 0 | Ls | 0 | 0000 | IDR | General | 0 | 11683 | Material | N | N | N | ""
9316 | 323040-0000 | Biaya Penyambungan (BP) PLN |  | 2014-06-13 11:26:35 | 0 | KVA | 1415094 | 0000 | IDR | General | 2056400 | 11683 | Material | N | N | N | ""
9326 | 323045-0000 | Biaya Penyambungan (BP) PLN |  | 2014-06-13 11:27:53 | 0 | VA | 775 | 0000 | IDR | General | 775 | 0 | Material | N | N | N | ""
9160 | 820029-0000 | Biaya Peralatan |  | 2014-04-22 14:25:20 | 0 | Yr | 2950000 | 0000 | IDR | General | 2500000 | 11313 | Material | N | N | N | ""
10376 | 211099-0000 | Biaya PPN IMPORT DUTY (reimbursement) |  | 2016-09-27 16:27:51 | 0 | Ls | 0 | 0000 |  | General | 0 | 0 | Material | N | N | N | ""
9158 | 820028-0000 | Biaya Tenaga Kerja |  | 2014-04-22 14:14:45 | 0 | Mth | 28500000 | 0000 | IDR | General | 1900000 | 11313 | Material | N | N | N | ""
9233 | 720013-0000 | Biaya Tiket Pesawat |  | 2014-05-13 10:55:55 | 0 | ea | 1300000 | 0000 | IDR | General | 4360300 | 11558 | Material | N | N | N | ""
9325 | 323044-0000 | Biaya UJL PLN |  | 2014-06-13 11:10:04 | 0 | VA | 165 | 0000 | IDR | General | 165 | 0 | Material | N | N | N | ""
10345 | 221040-0000 | Biaya Unloading di Drop Zone |  | 2016-09-15 17:10:58 | 0 | Kg | 80 | 0000 | IDR | General | 0 | 0 | Material | N | N | N | ""
10428 | 810028-0000 | Binder / Bantex Bambi 1170M |  | 2016-11-24 09:26:39 | 0 | Pcs | 32500 | 0000 | IDR | General | 0 | 0 | Material | N | N | N | ""
10272 | 611088-0000 | Binder / Bantex Insert 8552 mm A4 |  | 2016-07-29 13:34:34 | 0 | Pcs | 36300 | 0000 | IDR | General | 0 | 0 | Material | N | N | N | ""
10425 | 810025-0000 | Binder / Bantex Insert 8562 mm A4 |  | 2016-11-24 09:23:23 | 0 | Pcs | 48000 | 0000 | IDR | General | 0 | 0 | Material | N | N | N | ""
11228 | 810079-0000 | bingkai foto |  | 2018-12-11 14:24:24 | 0 | Pcs | 70000 | 0000 | IDR | General | 0 | 0 | Material | N | N | N | ""
11016 | 110001-FLUK | Bla bla |  | 2017-10-30 09:21:40 | 0 | Gr | 0 | FLUK |  | FLUKE | 0 | 0 | Material | N | N | N | ""
11529 | 313498-0000 | Body sub assy |  | 2019-09-23 21:12:45 | 0 | Pcs | 558888 | 0000 | IDR | General | 0 | 0 | Material | N | N | N | ""
9240 | 611025-0000 | Body Vest |  | 2014-05-16 10:57:27 | 0 | Pcs | 52250 | 0000 | IDR | General | 52250 | 11558 | Material | N | N | N | ""
10638 | 610001-BMST | BOHRMASTER Magnetic Drilling Machine 35 mm |  | 2017-06-07 08:46:09 | 0 | Unit | 9178312.5 | BMST | IDR | BOHRMASTER | 0 | 0 | Material | N | N | N | ""
11597 | 211288-0000 | BOLT & NUT 12x35 HEX 8.8 (Incl 1 FLAT WASHER , 1 SPRING WASHER) |  | 2020-04-05 17:47:28 | 0 | Pcs | 2510 | 0000 | IDR | General | 0 | 0 | Material | N | N | N | ""
11593 | 211284-0000 | BOLT & NUT 12x40 HEX 8.8 (Incl 1 FLAT WASHER, 1 SPRING WASHER) |  | 2020-04-05 16:09:39 | 0 | Pcs | 2840 | 0000 | IDR | General | 0 | 0 | Material | N | N | N | ""
11594 | 211285-0000 | BOLT & NUT 12x45 HEX 8.8 (Incl 1 FLAT WASHER , 1 SPRING WASHER) |  | 2020-04-05 16:10:47 | 0 | Pcs | 2960 | 0000 | IDR | General | 0 | 0 | Material | N | N | N | ""
11595 | 211286-0000 | BOLT & NUT 12x55 HEX 8.8 (Incl 1 FLAT WASHER , 1 SPRING WASHER) |  | 2020-04-05 16:11:28 | 0 | Pcs | 3445 | 0000 | IDR | General | 0 | 0 | Material | N | N | N | ""
12785 | 111707-0000 | BOLT & NUT 13x100 HEX 8.8 (Incl 1 FLAT WASHER , 1 SPRING WASHER) |  | 2025-11-22 22:47:28 | 0 | Pcs | 0 | 0000 |  | General | 0 | 0 | Material | N | N | N | ""
11598 | 211289-0000 | BOLT & NUT 16x45 HEX 8.8 (Incl 1 FLAT WASHER , 1 SPRING WASHER) |  | 2020-04-05 17:47:55 | 0 | Pcs | 5695 | 0000 | IDR | General | 0 | 0 | Material | N | N | N | ""
11599 | 211290-0000 | BOLT & NUT 16x50 HEX 8.8 (Incl 1 FLAT WASHER , 1 SPRING WASHER) |  | 2020-04-05 17:48:12 | 0 | Pcs | 6070 | 0000 | IDR | General | 0 | 0 | Material | N | N | N | ""
11600 | 211291-0000 | BOLT & NUT 16x55 HEX 8.8 (Incl 1 FLAT WASHER , 1 SPRING WASHER) |  | 2020-04-05 17:48:29 | 0 | Pcs | 6370 | 0000 | IDR | General | 0 | 0 | Material | N | N | N | ""
9448 | 211059-0000 | Bolt & Nut 17x40mm - SS |  | 2014-09-02 12:59:07 | 0 | Pcs | 28135 | 0000 | IDR | General | 0 | 11694 | Material | N | N | N | ""
11596 | 211287-0000 | BOLT & NUT 20x90 HEX 8.8 (Incl 1 FLAT WASHER , 1 SPRING WASHER) |  | 2020-04-05 16:12:09 | 0 | Pcs | 13410 | 0000 | IDR | General | 0 | 0 | Material | N | N | N | ""
11601 | 211292-0000 | BOLT & NUT 20x95 HEX 8.8 (Incl 1 FLAT WASHER , 1 SPRING WASHER) |  | 2020-04-05 19:08:50 | 0 | Pcs | 16095 | 0000 | IDR | General | 0 | 0 | Material | N | N | N | ""
9447 | 211058-0000 | Bolt & Nut M10 - SS |  | 2014-09-02 12:56:47 | 0 | Pcs | 26485 | 0000 | IDR | General | 4500 | 11694 | Material | N | N | N | ""
9426 | 211052-0000 | Bolt & Nut M8 |  | 2014-09-02 09:49:15 | 0 | Pcs | 1645 | 0000 | IDR | General | 0 | 11694 | Material | N | N | N | ""
11025 | 111477-0000 | Bolt and Clamp for BRC |  | 2017-11-01 09:00:14 | 0 | Pcs | 1000 | 0000 | IDR | General | 0 | 0 | Material | N | N | N | ""
11234 | 211186-0000 | Bolt and nut 8.8 complete plain washer and ring washer |  | 2019-01-08 17:42:52 | 0 | Set | 3750 | 0000 | IDR | General | 0 | 0 | Material | N | N | N | ""
11877 | 211355-0000 | Bolt M24x3x210 HH MTRC 8.8 Galv |  | 2021-09-23 19:33:05 | 0 | Pcs | 123003 | 0000 | IDR | General | 0 | 0 | Material | N | N | N | ""
11878 | 211356-0000 | Bolt M24x3x80 HH MTRC 8.8 Galv |  | 2021-09-23 19:34:28 | 0 | Pcs | 26245 | 0000 | IDR | General | 0 | 0 | Material | N | N | N | ""
11896 | 211373-0000 | Bolts for Post Insulator |  | 2021-09-23 21:02:56 | 0 | Pcs | 0 | 0000 |  | General | 0 | 0 | Material | N | N | N | ""
11714 | 111580-0000 | Bonding Agent |  | 2020-12-24 15:42:26 | 0 | Pcs | 0 | 0000 |  | General | 0 | 0 | Material | N | N | N | ""
8184 | 820010-0000 | Bonds/Jaminan Asuransi |  | 2013-07-11 10:29:53 | 0 | Ls | 5239000 | 0000 | IDR | General | 14907895 | 9982 | Material | N | N | N | ""
12080 | 611292-0000 | Bor Beton |  | 2022-02-13 19:21:27 | 0 | Pcs | 250000 | 0000 | IDR | General | 0 | 0 | Material | N | N | N | ""
12613 | 611343-0000 | Bor Impact Wrench 500 NM |  | 2025-03-11 17:04:37 | 0 | Pcs | 444316.66 | 0000 | IDR | General | 0 | 0 | Material | N | N | N | ""
11353 | 611128-0000 | Bor Magnet Merek Leopard 28ww |  | 2019-04-18 10:25:06 | 0 | Pcs | 3250000 | 0000 | IDR | General | 0 | 0 | Material | N | N | N | ""
11344 | 129355-0000 | Boring manual HDPE Dia.50mm |  | 2019-04-01 15:38:12 | 0 | Mtr | 30314.83 | 0000 | IDR | General | 0 | 0 | Material | N | N | N | ""
12040 | 111625-0000 | Bouvenlight 70 x 52 |  | 2022-01-27 14:42:05 | 0 | Set | 500000 | 0000 | IDR | General | 0 | 0 | Material | N | N | N | ""
9698 | 129120-0000 | Bouwplank |  | 2015-02-02 18:45:33 | 0 | Mtr | 65760 | 0000 | IDR | General | 65750 | 12502 | Material | N | N | N | ""
10404 | 313253-0000 | Bow Shackle 120 kN |  | 2016-11-23 14:37:32 | 0 | Pcs | 122000 | 0000 | IDR | General | 0 | 13387 | Material | N | N | N | ""
10403 | 313252-0000 | Bow Shackle 210 kN |  | 2016-11-23 14:37:16 | 0 | Pcs | 348000 | 0000 | IDR | General | 0 | 13387 | Material | N | N | N | ""
11521 | 313490-0000 | Bow Shackle 210kN |  | 2019-09-23 21:01:44 | 0 | Pcs | 176000 | 0000 | IDR | General | 0 | 0 | Material | N | N | N | ""
12655 | 313752-0000 | Box Marshalling Kiosk For Line Bay, Dim 1mx1.55mx0.5m, IP 54 |  | 2025-06-19 19:38:24 | 0 | Unit | 12000000 | 0000 | IDR | General | 0 | 0 | Material | N | N | N | ""
7649 | 310043-0000 | Box MCB |  |  | 0 | Pcs | 88500 | Gener | IDR | "" | 0 | 0 | Material | N | N | N
9218 | 313056-0000 | Box Panel uk. 30 x 40 x 15 cm |  | 2014-05-12 11:01:20 | 0 | Pcs | 220000 | 0000 | IDR | General | 0 | 0 | Material | N | N | N | ""
9593 | 820066-0000 | BPJS Kesehatan |  | 2015-01-09 14:27:32 | 0 | Ls | 15933300 | 0000 | IDR | General | 0 | 12578 | Material | N | N | N | ""
10021 | 820085-0000 | BPJS Kesehatan (IMD) |  | 2015-10-08 09:27:21 | 0 | Ls | 3109320 | 0000 | IDR | General | 0 | 0 | Material | N | N | N | ""
10017 | 820081-0000 | BPJS Kesehatan (QDC) |  | 2015-10-08 09:21:10 | 0 | Ls | 19640116 | 0000 | IDR | General | 0 | 0 | Material | N | N | N | ""
10022 | 820086-0000 | BPJS Ketenagakerjaan (IMD) |  | 2015-10-08 09:28:38 | 0 | Ls | 0 | 0000 |  | General | 0 | 0 | Material | N | N | N | ""
10016 | 820080-0000 | BPJS Ketenagakerjaan (QDC) |  | 2015-10-08 09:19:36 | 0 | Ls | 28601055 | 0000 | IDR | General | 0 | 0 | Material | N | N | N | ""
11864 | 611210-0000 | Bracket dia. 38x75 cm |  | 2021-09-19 15:39:45 | 0 | Unit | 4750000 | 0000 | IDR | General | 0 | 0 | Material | N | N | N | ""
9422 | 413086-0000 | Bracket Splitter |  | 2016-02-09 15:35:01 | 0 | Pcs | 77272.73 | 0000 | IDR | General | 9000 | 13820 | Material | N | N | N | ""
10134 | 313221-0000 | Bracket STB |  | 2016-08-11 09:56:45 | 0 | Pcs | 26000 | 0000 | IDR | General | 26000 | 13121 | Material | N | N | N | ""
11614 | 211301-0000 | Bracket TV - Multi |  | 2020-04-07 18:28:13 | 0 | Pcs | 2059000 | 0000 | IDR | General | 0 | 0 | Material | N | N | N | ""
11615 | 211302-0000 | Bracket TV - Single |  | 2020-04-07 18:28:57 | 0 | Pcs | 197297.3 | 0000 | IDR | General | 0 | 0 | Material | N | N | N | ""
9702 | 111332-0000 | BRC 1.20 m height including pole, bolt and accessories |  | 2015-02-02 18:49:10 | 0 | Mtr | 1085000 | 0000 | IDR | General | 0 | 12502 | Material | N | N | N | ""
11815 | 221052-0000 | Bubut |  | 2021-07-14 16:11:56 | 0 | Ls | 100000 | 0000 | IDR | General | 0 | 0 | Material | N | N | N | ""
12632 | 323235-0000 | Bubut Lubang Dies |  | 2025-04-28 17:37:42 | 0 | Pcs | 0 | 0000 |  | General | 0 | 0 | Material | N | N | N | ""
12633 | 221062-0000 | Bubut Lubang Dies |  | 2025-04-28 17:38:39 | 0 | Pcs | 1500000 | 0000 | IDR | General | 0 | 0 | Material | N | N | N | ""
9803 | 211078-0000 | Bucket Excavator |  | 2015-02-13 14:49:48 | 0 | Pcs | 15000000 | 0000 | IDR | General | 15000000 | 12502 | Material | N | N | N | ""
11448 | 111528-0000 | buis beton |  | 2019-07-31 14:37:58 | 0 | Pcs | 200000 | 0000 | IDR | General | 0 | 0 | Material | N | N | N | ""
9942 | 810008-0000 | Buka puasa bersama |  | 2015-06-29 16:14:53 | 0 | Ls | 0 | 0000 |  | General | 0 | 13327 | Material | N | Y | N | ""
11569 | 810107-0000 | buku catatan |  | 2019-11-26 15:23:37 | 0 | Pcs | 7500 | 0000 | IDR | General | 0 | 0 | Material | N | N | N | ""
11568 | 810106-0000 | buku panduan P3K |  | 2019-11-26 15:22:36 | 0 | Pcs | 20000 | 0000 | IDR | General | 0 | 0 | Material | N | N | N | ""
8699 | 413049-0000 | Buldog Grip 12 mm |  | 2015-12-21 09:05:17 | 0 | ea | 7159.09 | 0000 | IDR | General | 6000 | 13984 | Material | N | N | N | ""
10061 | 211094-0000 | Buldog Grip 13 mm |  | 2016-01-04 09:57:17 | 0 | Pcs | 7500 | 0000 | IDR | General | 7500 | 13640 | Material | N | N | N | ""
11693 | 211317-0000 | Buldog Grip 22 mm |  | 2020-11-02 20:18:03 | 0 | Pcs | 14700 | 0000 | IDR | General | 0 | 0 | Material | N | N | N | ""
8708 | 211030-0000 | Buldog Grip 5/8 |  | 2013-10-22 10:53:33 | 0 | ea | 9000 | 0000 | IDR | General | 9000 | 11366 | Material | N | N | N | ""
8258 | 111020-0000 | Buldog Grip Diameter 10 mm |  | 2015-10-21 15:57:22 | 0 | Mtr | 4500 | 0000 | IDR | General | 7000 | 13665 | Material | N | N | N | ""
10382 | 413188-0000 | Buldog Grip M12 |  | 2016-10-14 12:57:15 | 0 | ea | 0 | 0000 |  | General | 0 | 0 | Material | N | N | N | ""
9598 | 413122-0000 | Buldog Grip M16 |  | 2015-01-26 09:49:09 | 0 | ea | 14568 | 0000 | IDR | General | 0 | 12510 | Material | N | N | N | ""
11007 | 413199-0000 | Buldog Grip M19 |  | 2017-10-18 10:50:13 | 0 | Pcs | 9100 | 0000 | IDR | General | 0 | 12000 | Material | N | N | N | ""
8698 | 413048-0000 | Buldog Grip M8 |  | 2015-08-27 14:12:09 | 0 | ea | 1000 | 0000 | IDR | General | 0 | 13904 | Material | N | N | N | ""
9230 | 313068-0000 | Bus Bar 0 |  | 2014-05-12 11:29:48 | 0 | Pcs | 0 | 0000 | IDR | General | 0 | 0 | Material | N | N | N | ""
9229 | 313067-0000 | Bus Bar 3 phase (complete) |  | 2017-03-30 11:11:20 | 0 | Pcs | 0 | 0000 | IDR | General | 90000 | 13322 | Material | N | N | N | ""
9091 | 313048-0000 | Bus Bar 300 x 100 x 10 (Cu) & Isolator Keramik 40 x 50 ( 2R,14 Holes) |  | 2014-03-14 16:08:49 | 0 | Pcs | 385000 | 0000 | IDR | General | 345000 | 11633 | Material | N | N | Y | ""
10842 | 111462-0000 | BUS COUPLER BAY150kV CB Steel Support |  | 2017-08-04 10:37:16 | 0 | Set | 0 | 0000 |  | General | 0 | 0 | Material | N | N | N | ""
10845 | 111465-0000 | BUS COUPLER BAY150kV CT Steel Support |  | 2017-08-04 10:41:30 | 0 | Set | 0 | 0000 |  | General | 0 | 0 | Material | N | N | N | ""
10843 | 111463-0000 | BUS COUPLER BAY150kV DS Steel Support |  | 2017-08-04 10:38:13 | 0 | Set | 0 | 0000 |  | General | 0 | 0 | Material | N | N | N | ""
10834 | 313308-0000 | BUS COUPLER BAY150kV Post Insulator as per-TPG. |  | 2017-08-04 10:16:57 | 0 | Set | 0 | 0000 |  | General | 0 | 0 | Material | N | N | N | ""
10850 | 111466-0000 | BUS COUPLER BAY150kV Post Insulator Steel Support |  | 2017-08-04 10:57:08 | 0 | Pcs | 0 | 0000 |  | General | 0 | 0 | Material | N | N | N | ""
10835 | 313309-0000 | BUS COUPLER BAY150kV Single phase Current Transformer |  | 2017-08-04 10:23:18 | 0 | Pcs | 81592000 | 0000 | IDR | General | 0 | 0 | Material | N | N | N | ""
10846 | 313313-0000 | BUS COUPLER BAY150kV Single phase Current Transformer comprising |  | 2017-08-04 10:42:15 | 0 | Pcs | 79552000 | 0000 | IDR | General | 0 | 0 | Material | N | N | N | ""
10833 | 313307-0000 | BUS COUPLER BAY150kV Three phase Busbar Disconnector with 3 phase motorized |  | 2017-08-04 10:13:27 | 0 | Pcs | 129102000 | 0000 | IDR | General | 0 | 0 | Material | N | N | N | ""
10832 | 313306-0000 | BUS COUPLER BAY150kV Three phase Circuit Breaker (1x3-phases) |  | 2017-08-04 10:02:59 | 0 | Set | 474252000 | 0000 | IDR | General | 0 | 0 | Material | N | N | N | ""
12682 | 313758-0000 | Bus Riser Cubicle For 20 kV Switchgears |  | 2025-07-10 10:52:06 | 0 | Set | 209000000 | 0000 | IDR | General | 0 | 0 | Material | N | N | N | ""
11251 | 211201-0000 | Bus support clamp for 1xAAAC 630SQmm to 5 inchi BCD |  | 2019-02-11 13:48:38 | 0 | Pcs | 16622 | 0000 | KRW | General | 0 | 14049 | Material | N | N | N | ""
11250 | 211200-0000 | Bus support clamp for 2xAAC Lupine 1267SQmm to 5 inchi BCD |  | 2019-02-11 13:47:30 | 0 | Pcs | 28.18 | 0000 | USD | General | 0 | 14049 | Material | N | N | N | ""
11768 | 111594-0000 | Busa 1 m x 2 m x 1 cm |  | 2021-02-16 11:14:33 | 0 | Pcs | 24000 | 0000 | IDR | General | 0 | 0 | Material | N | N | N | ""
7652 | 310046-0000 | Busbar 300x100x10 mm |  |  | 0 | Pcs | 345000 | Gener | IDR | "" | 345000 | 0 | Material | N | N | N
7654 | 310048-0000 | Busbar 300x100x15 mm |  |  | 0 | Pcs | 0 | Gener | "" | "" | 0 | 0 | Material | N | N | N
7653 | 310047-0000 | Busbar 300x50x5 mm |  |  | 0 | Pcs | 450000 | Gener | IDR | "" | 0 | 0 | Material | N | N | N
11655 | 313523-0000 | Busbar 4000x100x10 mm |  | 2020-08-26 09:34:12 | 0 | Pcs | 4500000 | 0000 | IDR | General | 0 | 0 | Material | N | N | N | ""
7651 | 310045-0000 | Busbar 500x100x10 mm |  | 2015-10-21 15:58:11 | 0 | Pcs | 0 | Gener | "" | "" | 75000 | 13665 | Material | N | N | N
12552 | 313703-0000 | Busbar Copper Tebal 5 mm x Lebar 25 mm |  | 2024-12-27 17:21:12 | 0 | Mtr | 278833.33 | 0000 | IDR | General | 0 | 0 | Material | N | N | N | ""
12763 | 313792-0000 | Busbar Protection Cubicle 150 kV (Low Impedance System) |  | 2025-11-08 14:18:33 | 0 | Set | 290140000 | 0000 | IDR | General | 0 | 0 | Material | N | N | N | ""
7655 | 310049-0000 | Busbar rectifier |  |  | 0 | Pcs | 0 | Gener | "" | "" | 0 | 0 | Material | N | N | N
10517 | 810036-0000 | Business File A4 |  | 2017-01-31 10:03:37 | 0 | Pcs | 48000 | 0000 | IDR | General | 0 | 0 | Material | N | N | N | ""
10478 | 610010-DNFG | Bv Winch 3 T, Drum Diam. 230 Mm , 30/5.7 Kn |  | 2016-12-21 21:34:56 | 0 | Set | 7500000 | DNFG | IDR | Dong Fang | 0 | 0 | Material | N | N | N | ""
7613 | 310007-0000 | Cable AAC 35 sqmm |  |  | 0 | Mtr | 0 | Gener | "" | "" | 0 | 0 | Material | N | N | N
7612 | 310006-0000 | Cable AAC 50 sqmm |  |  | 0 | Mtr | 0 | Gener | "" | "" | 0 | 0 | Material | N | N | N
7611 | 310005-0000 | Cable AAC 70 sqmm |  | 2015-06-03 14:12:09 | 0 | Mtr | 700000 | Gener | IDR | "" | 0 | 13217 | Material | N | N | N
7637 | 310031-0000 | Cable Alarm 10 pair |  |  | 0 | Mtr | 0 | Gener | "" | "" | 0 | 0 | Material | N | N | N
8380 | 311009-0000 | Cable BC 16 sqmm |  | 2013-08-20 11:01:12 | 0 | Mtr | 14000 | 0000 | IDR | General | 14000 | 10301 | Material | N | N | N | ""
9552 | 313098-0000 | Cable BC 25 mm |  | 2014-11-20 17:22:53 | 0 | Mtr | 0 | 0000 | IDR | General | 0 | 12148 | Material | N | N | N | ""
7610 | 310004-0000 | Cable BC 50 sqmm |  | 2017-05-24 16:30:20 | 0 | Mtr | 73272.73 | Gener | IDR | "" | 50000 | 13323 | Material | N | N | N
7609 | 310003-0000 | Cable BC 70 sqmm |  |  | 0 | Mtr | 1200000 | Gener | IDR | "" | 0 | 0 | Material | N | N | N
8458 | 311010-0000 | Cable BCC 25mm |  | 2013-09-16 14:26:24 | 0 | Mtr | 25000 | 0000 | IDR | General | 25000 | 11455 | Material | N | N | N | ""
7608 | 310002-0000 | Cable BCC 35 sqmm |  |  | 0 | Mtr | 45000 | Gener | IDR | "" | 0 | 0 | Material | N | N | N
7607 | 310001-0000 | Cable BCC 50 sqmm |  |  | 0 | Mtr | 84970 | Gener | IDR | "" | 50500 | 0 | Material | N | N | N
12068 | 313563-0000 | cable conduit |  | 2022-01-27 16:22:42 | 0 | btg | 12000 | 0000 | IDR | General | 0 | 0 | Material | N | N | N | ""
12676 | 611345-0000 | Cable Data USB For Total Station |  | 2025-07-05 12:52:21 | 0 | Set | 0 | 0000 |  | General | 0 | 0 | Material | N | N | N | ""
12549 | 313700-0000 | Cable Duct 100 mm x 100 mm - 2 Mtr |  | 2024-12-27 17:07:36 | 0 | Mtr | 171925 | 0000 | IDR | General | 0 | 0 | Material | N | N | N | ""
12551 | 313702-0000 | Cable Duct 40 mm x 100 mm - 2 Mtr |  | 2024-12-27 17:15:35 | 0 | btg | 139444 | 0000 | IDR | General | 0 | 0 | Material | N | N | N | ""
12550 | 313701-0000 | Cable Duct 70 mm x 100 mm - 2 Mtr |  | 2024-12-27 17:11:14 | 0 | btg | 257550 | 0000 | IDR | General | 0 | 0 | Material | N | N | N | ""
10080 | 313216-0000 | Cable duct type TC-2 |  | 2015-11-30 15:20:08 | 0 | Mtr | 82250 | 0000 | IDR | General | 0 | 0 | Material | N | N | N | ""
12065 | 313560-0000 | Cable Gland Metal 1 Armoured cable |  | 2022-01-27 16:15:56 | 0 | Pcs | 0 | 0000 |  | General | 0 | 0 | Material | N | N | N | ""
12066 | 313561-0000 | Cable Gland Metal 2.5 Armoured cable |  | 2022-01-27 16:17:08 | 0 | Pcs | 0 | 0000 |  | General | 0 | 0 | Material | N | N | N | ""
11327 | 313460-0000 | Cable Gland Metal M25, 13-18 MM |  | 2019-03-26 14:04:55 | 0 | Pcs | 38000 | 0000 | IDR | General | 0 | 0 | Material | N | N | N | ""
11328 | 313461-0000 | Cable Gland Metal M32, 18-25 MM |  | 2019-03-26 14:05:46 | 0 | Pcs | 230000 | 0000 | IDR | General | 0 | 0 | Material | N | N | N | ""
11329 | 313462-0000 | Cable Gland Metal M40, 22-32 MM |  | 2019-03-26 14:06:48 | 0 | Pcs | 97000 | 0000 | IDR | General | 0 | 0 | Material | N | N | N | ""
11324 | 313457-0000 | Cable Gland Plastic M25, 13-18 MM |  | 2019-03-26 14:02:14 | 0 | Pcs | 7000 | 0000 | IDR | General | 0 | 0 | Material | N | N | N | ""
11325 | 313458-0000 | Cable Gland Plastic M32, 18-25 MM |  | 2019-03-26 14:03:12 | 0 | Pcs | 7500 | 0000 | IDR | General | 0 | 0 | Material | N | N | N | ""
11326 | 313459-0000 | Cable Gland Plastic M40, 22-32 MM |  | 2019-03-26 14:04:04 | 0 | Pcs | 16000 | 0000 | IDR | General | 0 | 0 | Material | N | N | N | ""
12141 | 313573-0000 | Cable Gland SS316/SS304 M25 |  | 2022-08-19 15:42:24 | 0 | Pcs | 0 | 0000 |  | General | 0 | 0 | Material | N | N | N | ""
12142 | 313574-0000 | Cable Gland SS3166/SS304 M20 |  | 2022-08-19 15:45:11 | 0 | Pcs | 0 | 0000 |  | General | 0 | 0 | Material | N | N | N | ""
12143 | 313575-0000 | Cable Gland SS3166/SS304 M32 |  | 2022-08-19 15:46:39 | 0 | Pcs | 0 | 0000 |  | General | 0 | 0 | Material | N | N | N | ""
12144 | 313576-0000 | Cable Gland SS3166/SS304 M40 |  | 2022-08-19 15:49:08 | 0 | Pcs | 0 | 0000 |  | General | 0 | 0 | Material | N | N | N | ""
12145 | 313577-0000 | Cable Gland SS3166/SS304 M50 |  | 2022-08-19 15:50:50 | 0 | Pcs | 0 | 0000 |  | General | 0 | 0 | Material | N | N | N | ""
11839 | 211340-0000 | Cable Ladder |  | 2021-09-03 20:14:58 | 0 | Set | 0 | 0000 |  | General | 0 | 0 | Material | N | N | N | ""
12060 | 313555-0000 | cable lug 3C-25 mm2 |  | 2022-01-27 16:04:53 | 0 | Pcs | 4000 | 0000 | IDR | General | 0 | 0 | Material | N | N | N | ""
12062 | 313557-0000 | cable lug 4C-10 mm2 |  | 2022-01-27 16:08:10 | 0 | Pcs | 4000 | 0000 | IDR | General | 0 | 0 | Material | N | N | N | ""
12063 | 313558-0000 | cable lug 4C-120 mm2 |  | 2022-01-27 16:09:43 | 0 | Pcs | 25000 | 0000 | IDR | General | 0 | 0 | Material | N | N | N | ""
12064 | 313559-0000 | cable lug 4C-150 mm2 |  | 2022-01-27 16:12:27 | 0 | Pcs | 25000 | 0000 | IDR | General | 0 | 0 | Material | N | N | N | ""
12061 | 313556-0000 | cable lug 4C-35 mm2 |  | 2022-01-27 16:06:30 | 0 | Pcs | 0 | 0000 |  | General | 0 | 0 | Material | N | N | N | ""
12049 | 313549-0000 | Cable NYA 1C-35 sqmm |  | 2022-01-27 15:02:04 | 0 | Mtr | 59100 | 0000 | IDR | General | 0 | 0 | Material | N | N | N | ""
7624 | 310018-0000 | Cable NYA 1x2.5 sqmm Black |  |  | 0 | Mtr | 430000 | Gener | IDR | "" | 0 | 0 | Material | N | N | N
7625 | 310019-0000 | Cable NYA 1x2.5 sqmm Blue |  |  | 0 | Mtr | 0 | Gener | "" | "" | 0 | 0 | Material | N | N | N
7623 | 310017-0000 | Cable NYA 1x2.5 sqmm Yellow |  |  | 0 | Mtr | 320000 | Gener | IDR | "" | 0 | 0 | Material | N | N | N
7626 | 310020-0000 | Cable NYA 1x2.5 sqmm Yellow Green |  |  | 0 | Mtr | 0 | Gener | "" | "" | 0 | 0 | Material | N | N | N
7636 | 310030-0000 | Cable NYAF 0.75 sqmm Black |  |  | 0 | Mtr | 0 | Gener | "" | "" | 0 | 0 | Material | N | N | N
12561 | 313709-0000 | Cable NYAF 1 x 2.5 sqmm Blue |  | 2025-01-15 19:56:38 | 0 | Mtr | 5173.68 | 0000 | IDR | General | 0 | 0 | Material | N | N | N | ""
12558 | 313706-0000 | Cable NYAF 1 x 2.5 sqmm Yellow/Green |  | 2025-01-15 19:51:48 | 0 | Mtr | 5173.68 | 0000 | IDR | General | 0 | 0 | Material | N | N | N | ""
12564 | 313712-0000 | Cable NYAF 1 x 4 sqmm Yellow |  | 2025-01-15 20:06:23 | 0 | Mtr | 8237.05 | 0000 | IDR | General | 0 | 0 | Material | N | N | N | ""
12562 | 313710-0000 | Cable NYAF 1 x 4 sqmm Yellow/Green |  | 2025-01-15 20:04:14 | 0 | Mtr | 8237.05 | 0000 | IDR | General | 0 | 0 | Material | N | N | N | ""
7632 | 310026-0000 | Cable NYAF 1.5 sqmm Black |  |  | 0 | Mtr | 2250 | Gener | IDR | "" | 0 | 0 | Material | N | N | N
7635 | 310029-0000 | Cable NYAF 1.5 sqmm Blue |  |  | 0 | Mtr | 0 | Gener | "" | "" | 0 | 0 | Material | N | N | N
7634 | 310028-0000 | Cable NYAF 1.5 sqmm Brown |  |  | 0 | Mtr | 0 | Gener | "" | "" | 0 | 0 | Material | N | N | N
12557 | 313705-0000 | Cable NYAF 1.5 sqmm Grey |  | 2025-01-15 19:49:13 | 0 | Mtr | 3131.44 | 0000 | IDR | General | 0 | 0 | Material | N | N | N | ""
7633 | 310027-0000 | Cable NYAF 1.5 sqmm Red |  |  | 0 | Mtr | 0 | Gener | "" | "" | 0 | 0 | Material | N | N | N
7629 | 310023-0000 | Cable NYAF 16 sqmm Black |  |  | 0 | Mtr | 0 | Gener | "" | "" | 0 | 0 | Material | N | N | N
7630 | 310024-0000 | Cable NYAF 16 sqmm Yellow Green |  |  | 0 | Mtr | 0 | Gener | "" | "" | 0 | 0 | Material | N | N | N
12568 | 313715-0000 | Cable NYAF 2.5 sqmm Black |  | 2025-01-15 23:02:01 | 0 | Mtr | 5173.68 | 0000 | IDR | General | 0 | 0 | Material | N | N | N | ""
7631 | 310025-0000 | Cable NYAF 2.5 sqmm Grey |  |  | 0 | Mtr | 5173.68 | Gener | IDR | "" | 0 | 0 | Material | N | N | N
12559 | 313707-0000 | Cable NYAF 2.5 sqmm Red |  | 2025-01-15 19:54:08 | 0 | Mtr | 5173.68 | 0000 | IDR | General | 0 | 0 | Material | N | N | N | ""
12560 | 313708-0000 | Cable NYAF 2.5 sqmm Yellow |  | 2025-01-15 19:55:00 | 0 | Mtr | 5173.68 | 0000 | IDR | General | 0 | 0 | Material | N | N | N | ""
7628 | 310022-0000 | Cable NYAF 25 sqmm Black |  |  | 0 | Mtr | 0 | Gener | "" | "" | 0 | 0 | Material | N | N | N
7627 | 310021-0000 | Cable NYAF 25 sqmm Red |  |  | 0 | Mtr | 0 | Gener | "" | "" | 0 | 0 | Material | N | N | N
12565 | 313713-0000 | Cable NYAF 4 sqmm Black |  | 2025-01-15 20:07:59 | 0 | Mtr | 8237.05 | 0000 | IDR | General | 0 | 0 | Material | N | N | N | ""
12566 | 313714-0000 | Cable NYAF 4 sqmm Blue |  | 2025-01-15 20:09:40 | 0 | Mtr | 8237.05 | 0000 | IDR | General | 0 | 0 | Material | N | N | N | ""
12563 | 313711-0000 | Cable NYAF 4 sqmm Red |  | 2025-01-15 20:05:01 | 0 | Mtr | 8237.05 | 0000 | IDR | General | 0 | 0 | Material | N | N | N | ""
9433 | 313089-0000 | Cable NYAF 6 sqmm Black |  | 2014-09-02 10:02:45 | 0 | Mtr | 0 | 0000 | IDR | General | 0 | 11694 | Material | N | N | N | ""
7614 | 310008-0000 | Cable NYFGBY 3x6 sqmm |  |  | 0 | Mtr | 450000 | Gener | IDR | "" | 0 | 0 | Material | N | N | N
12647 | 313747-0000 | Cable NYY 1 x 6 mm2 1kV |  | 2025-05-26 12:52:35 | 0 | Mtr | 0 | 0000 |  | General | 0 | 0 | Material | N | N | N | ""
12758 | 313790-0000 | Cable NYY 1x120 sqmm |  | 2025-10-27 18:55:49 | 0 | Mtr | 280000 | 0000 | IDR | General | 0 | 0 | Material | N | N | N | ""
7622 | 310016-0000 | Cable NYY 1x50 sqmm |  | 2016-02-01 14:51:14 | 0 | Mtr | 100000 | Gener | IDR | "" | 0 | 13883 | Material | N | N | N
11635 | 313516-0000 | Cable NYY 1x70 sqm |  | 2020-07-28 16:11:25 | 0 | Mtr | 94000 | 0000 | IDR | General | 0 | 0 | Material | N | N | N | ""
11008 | 313380-0000 | CABLE NYY 2 X 10 sqmm |  | 2018-01-23 13:18:05 | 0 | Mtr | 6000 | 0000 | IDR | General | 40000 | 13391 | Material | N | N | N | ""
7621 | 310015-0000 | Cable NYY 2x4 sqmm Black |  |  | 0 | Mtr | 11975 | Gener | IDR | "" | 0 | 0 | Material | N | N | N
11038 | 313387-0000 | Cable NYY 3 x 10 mm |  | 2019-01-28 15:36:03 | 0 | Pcs | 52000 | 0000 | IDR | General | 52000 | 14188 | Material | Y | N | N | ""
11040 | 313389-0000 | Cable NYY 3 x 10 mm |  | 2018-02-06 10:11:04 | 0 | Pcs | 46300 | 0000 | IDR | General | 0 | 0 | Material | N | N | N | ""
11037 | 313386-0000 | Cable NYY 3 x 16 mm |  | 2018-02-06 09:40:52 | 0 | Pcs | 0 | 0000 |  | General | 0 | 0 | Material | Y | N | N | ""
11039 | 313388-0000 | Cable NYY 3 x 16 mm |  | 2020-02-05 16:00:36 | 0 | Pcs | 0 | 0000 |  | General | 92050 | 13665 | Material | N | N | N | ""
7620 | 310014-0000 | Cable NYY 3x1.5 sqmm Black |  |  | 0 | Mtr | 5900 | Gener | IDR | "" | 0 | 0 | Material | N | N | N
7619 | 310013-0000 | Cable NYY 3x2.5 sqmm Black |  |  | 0 | Mtr | 17500 | Gener | IDR | "" | 17500 | 0 | Material | N | N | N
7618 | 310012-0000 | Cable NYY 3x6 sqmm Black |  |  | 0 | Mtr | 0 | Gener | "" | "" | 0 | 0 | Material | N | N | N
7616 | 310010-0000 | Cable NYY 4x10 sqmm Black |  | 2018-06-26 15:26:27 | 0 | Mtr | 21000 | Gener | IDR | "" | 63450 | 13923 | Material | N | N | N
7615 | 310009-0000 | Cable NYY 4x16 sqmm |  |  | 0 | Mtr | 133000 | Gener | IDR | "" | 79000 | 0 | Material | N | N | N
7617 | 310011-0000 | Cable NYY 4x6 sqmm Black |  |  | 0 | Mtr | 0 | Gener | "" | "" | 0 | 0 | Material | N | N | N
12094 | 111629-0000 | Cable Pit Type 1 |  | 2022-04-26 16:57:57 | 0 | Set | 2580000 | 0000 | IDR | General | 0 | 0 | Material | N | N | N | ""
12095 | 111630-0000 | Cable Pit type 2 |  | 2022-04-26 17:02:33 | 0 | Set | 615000 | 0000 | IDR | General | 0 | 0 | Material | N | N | N | ""
8314 | 413042-0000 | Cable Rack 19 Inchi |  | 2013-08-01 10:59:12 | 0 | Set | 0 | 0000 | IDR | General | 0 | 10101 | Material | N | N | N | ""
12055 | 313554-0000 | Cable Route |  | 2022-01-27 15:53:09 | 0 | Set | 160000 | 0000 | IDR | General | 0 | 0 | Material | N | N | N | ""
7642 | 310036-0000 | Cable Shoe 25 sqmm |  |  | 0 | Pcs | 0 | Gener | "" | "" | 0 | 0 | Material | N | N | N
7641 | 310035-0000 | Cable Shoe 35 sqmm |  |  | 0 | Pcs | 6000 | Gener | IDR | "" | 6000 | 0 | Material | N | N | N
7640 | 310034-0000 | Cable Shoe 50 sqmm |  |  | 0 | Pcs | 0 | Gener | "" | "" | 0 | 0 | Material | N | N | N
7639 | 310033-0000 | Cable Shoe 70 sqmm |  |  | 0 | Pcs | 0 | Gener | "" | "" | 0 | 0 | Material | N | N | N
8376 | 211024-0000 | Cable Slack Hanger |  | 2015-09-29 14:35:48 | 0 | Set | 170000 | 0000 | IDR | General | 125000 | 14425 | Material | N | N | N | ""
8723 | 211033-0000 | Cable Ties 25 cm |  | 2016-02-03 15:23:12 | 0 | Bks | 11500 | 0000 | IDR | General | 18000 | 11099 | Material | N | N | N | ""
11334 | 313464-0000 | Cable Ties 30 cm |  | 2019-12-17 09:33:49 | 0 | Bks | 28000 | 0000 | IDR | General | 30000 | 14082 | Material | N | N | N | ""
8460 | 311012-0000 | Cable Ties Hitam 45cm |  | 2013-09-16 14:30:50 | 0 | Bks | 35000 | 0000 | IDR | General | 35000 | 11455 | Material | N | N | N | ""
7696 | 210027-0000 | Cable Ties Stainless Steel 350mm |  | 2015-12-16 17:33:08 | 0 | Pcs | 960000 | Gener | IDR | "" | 10000 | 13984 | Material | N | N | N
10660 | 111424-0000 | Cable Tray - Inside Riser W150 |  | 2017-08-24 14:42:31 | 0 | Pcs | 35000 | 0000 | IDR | General | 75000 | 13362 | Material | N | N | N | ""
10659 | 111423-0000 | Cable Tray - Outside Riser W150 |  | 2017-08-24 14:43:05 | 0 | Pcs | 20000 | 0000 | IDR | General | 75000 | 13362 | Material | N | N | N | ""
9474 | 211062-0000 | Cable Tray - Tee W150 |  | 2014-09-15 15:19:27 | 0 | Pcs | 120000 | 0000 | IDR | General | 120000 | 11750 | Material | N | N | N | ""
9475 | 211063-0000 | Cable Tray - Tee W300 |  | 2014-09-15 15:22:09 | 0 | Pcs | 0 | 0000 | IDR | General | 0 | 11750 | Material | N | N | N | ""
9456 | 211060-0000 | Cable Tray Elbow 90 W150 |  | 2014-09-02 13:24:02 | 0 | Pcs | 126000 | 0000 | IDR | General | 88740 | 11694 | Material | N | N | N | ""
9440 | 211054-0000 | Cable Tray Elbow 90 W300 |  | 2014-09-02 10:23:42 | 0 | Pcs | 175000 | 0000 | IDR | General | 175000 | 11694 | Material | N | N | N | ""
12057 | 211412-0000 | Cable tray elbow w 600 mm |  | 2022-01-27 15:58:28 | 0 | Set | 938500 | 0000 | IDR | General | 0 | 0 | Material | N | N | N | ""
12059 | 211414-0000 | cable tray join w600 mm |  | 2022-01-27 16:02:31 | 0 | Set | 32000 | 0000 | IDR | General | 0 | 0 | Material | N | N | N | ""
12058 | 211413-0000 | cable tray tee w600 |  | 2022-01-27 16:00:21 | 0 | Set | 1204000 | 0000 | IDR | General | 0 | 0 | Material | N | N | N | ""
8319 | 211022-0000 | Cable Tray W.100, Aluminum |  | 2013-08-01 11:07:32 | 0 | Mtr | 0 | 0000 | IDR | General | 0 | 10101 | Material | N | N | N | ""
9946 | 413149-0000 | Cable Tray W100 mm |  | 2015-07-09 16:16:16 | 0 | Mtr | 216480 | 0000 | IDR | General | 67000 | 0 | Material | N | N | N | ""
7697 | 210028-0000 | Cable Tray W150 mm |  |  | 0 | Mtr | 89100 | Gener | IDR | "" | 53163.33 | 0 | Material | N | N | N
7698 | 210029-0000 | Cable Tray W200 mm |  | 2020-02-05 15:59:02 | 0 | Mtr | 0 | Gener | "" | "" | 115861.33 | 13665 | Material | N | N | N
7699 | 210030-0000 | Cable Tray W300 mm |  |  | 0 | Mtr | 115861.33 | Gener | IDR | "" | 115861.33 | 0 | Material | N | N | N
7700 | 210031-0000 | Cable Tray W400 mm |  |  | 0 | Mtr | 350000 | Gener | IDR | "" | 0 | 0 | Material | N | N | N
12056 | 211411-0000 | Cable tray w600 mm |  | 2022-01-27 15:56:21 | 0 | btg | 1583500 | 0000 | IDR | General | 0 | 0 | Material | N | N | N | ""
9707 | 111337-0000 | Cable trench (Crossing Road) |  | 2015-02-02 18:53:47 | 0 | Mtr | 500000 | 0000 | IDR | General | 1646116.53 | 12502 | Material | N | N | N | ""
9705 | 111335-0000 | Cable trench type 2 (medium) |  | 2015-02-02 18:52:16 | 0 | Mtr | 333000 | 0000 | IDR | General | 1193301.03 | 12502 | Material | N | N | N | ""
9706 | 111336-0000 | Cable trench type 3 (small) |  | 2015-02-02 18:53:00 | 0 | Mtr | 437500 | 0000 | IDR | General | 631918.19 | 12502 | Material | N | N | N | ""
9704 | 111334-0000 | Cable trench type I (large) |  | 2015-02-02 18:51:27 | 0 | Mtr | 437500 | 0000 | IDR | General | 1646116.53 | 12502 | Material | N | N | N | ""
12590 | 211486-0000 | Cadweld |  | 2025-02-14 16:16:40 | 0 | Gr | 80000 | 0000 | IDR | General | 0 | 0 | Material | N | N | N | ""
12589 | 111683-0000 | Cadweld |  | 2025-02-14 16:15:19 | 0 | Gr | 888.89 | 0000 | IDR | General | 0 | 0 | Material | N | N | N | ""
9428 | 313084-0000 | Cadweld Joint Node |  | 2014-09-02 09:54:10 | 0 | Pcs | 2490000 | 0000 | IDR | General | 4800 | 11694 | Material | N | N | N | ""
12025 | 611284-0000 | Cam Starter |  | 2022-01-09 12:30:39 | 0 | Unit | 80950 | 0000 | IDR | General | 0 | 0 | Material | N | N | N | ""
10472 | 610003-DNMK | Came Along |  | 2016-12-23 18:16:44 | 0 | Pcs | 8639583 | DNMK | IDR | Dinamika | 0 | 13467 | Material | N | N | N | ""
8467 | 610004-0000 | CAME ALONG ACSR / conductor grip (Hawk) |  | 2013-09-17 18:44:28 | 0 | ea | 0 | 0000 | USD | General | 0 | 11455 | Material | N | N | N | ""
8466 | 610003-0000 | CAME ALONG ACSR / conductor grip (Zebra) |  | 2013-09-17 18:42:00 | 0 | ea | 882 | 0000 | USD | General | 882 | 11455 | Material | N | N | N | ""
8468 | 610005-0000 | CAME ALONG GSW |  | 2013-09-17 18:47:03 | 0 | ea | 390 | 0000 | USD | General | 390 | 11455 | Material | N | N | N | ""
8469 | 610006-0000 | CAMELONG OPGW |  | 2013-09-17 18:54:09 | 0 | ea | 640 | 0000 | USD | General | 640 | 11455 | Material | N | N | N | ""
9151 | 611019-0000 | Camera |  | 2014-04-22 13:58:27 | 0 | Pcs | 16553000 | 0000 | IDR | General | 0 | 11313 | Material | N | N | N | ""
12640 | 313742-0000 | Capacitor Bank 25 MVAR 150kV |  | 2025-05-20 16:19:10 | 0 | Set | 1807234400 | 0000 | IDR | General | 0 | 0 | Material | N | N | N | ""
9674 | 111308-0000 | Capacitor Voltage Transformer |  | 2015-02-02 18:13:23 | 0 | Set | 103104450 | 0000 | IDR | General | 20126128.7 | 12502 | Material | N | N | N | ""
9675 | 111309-0000 | Capacitor Voltage Transformer 70 kV |  | 2015-02-02 18:14:24 | 0 | Set | 16411854 | 0000 | IDR | General | 0 | 12502 | Material | N | N | N | ""
11905 | 211382-0000 | Capstan and Foot Pedal |  | 2021-09-23 21:22:13 | 0 | Pcs | 2587.5 | 0000 | USD | General | 0 | 0 | Material | N | N | N | ""
11386 | 611139-0000 | Carabiner |  | 2019-06-17 13:22:09 | 0 | Pcs | 39500 | 0000 | IDR | General | 0 | 0 | Material | N | N | N | ""
11294 | 211244-0000 | Card cloth brush |  | 2019-02-11 15:03:03 | 0 | Pcs | 4.88 | 0000 | USD | General | 0 | 14049 | Material | N | N | N | ""
12185 | 313597-0000 | Cartridge 14A Black |  | 2022-11-30 10:44:38 | 0 | Pcs | 1402500 | 0000 | IDR | General | 0 | 0 | Material | N | N | N | ""
12183 | 313595-0000 | Cartridge HP CE 342 |  | 2022-11-30 10:40:47 | 0 | Pcs | 3327500 | 0000 | IDR | General | 0 | 0 | Material | N | N | N | ""
12181 | 313593-0000 | Cartridge HP CE340 Black |  | 2022-11-30 10:36:04 | 0 | Pcs | 1996500 | 0000 | IDR | General | 0 | 0 | Material | N | N | N | ""
12182 | 313594-0000 | Cartridge HP CE341 |  | 2022-11-30 10:39:27 | 0 | Pcs | 3327500 | 0000 | IDR | General | 0 | 0 | Material | N | N | N | ""
12184 | 313596-0000 | Cartridge HP CE343 |  | 2022-11-30 10:42:05 | 0 | Pcs | 3327500 | 0000 | IDR | General | 0 | 0 | Material | N | N | N | ""
10892 | 129297-0000 | Casing bore pile untuk 25 tower per tower 4 lobang |  | 2017-08-04 16:41:46 | 0 | Mtr | 0 | 0000 |  | General | 0 | 0 | Material | N | N | N | ""
12102 | 111632-0000 | cat alkydprimer |  | 2022-06-16 10:05:15 | 0 | Ltr | 55417 | 0000 | IDR | General | 0 | 0 | Material | N | N | N | ""
11540 | 111555-0000 | cat besi hitam |  | 2019-11-04 14:56:53 | 0 | Klg | 80000 | 0000 | IDR | General | 0 | 0 | Material | N | N | N | ""
7713 | 110001-DELT | Cat Besi Orange |  |  | 0 | Ltr | 0 | DELTA | "" | "" | 0 | 0 | Material | N | N | N
7714 | 110002-DELT | Cat Besi Putih |  | 2016-04-07 14:13:41 | 0 | Ltr | 25200 | DELTA | IDR | "" | 0 | 13241 | Material | N | N | N
12101 | 111631-0000 | cat coating alkyd |  | 2022-06-16 09:49:01 | 0 | Ltr | 67924.32 | 0000 | IDR | General | 0 | 0 | Material | N | N | N | ""
12035 | 111620-0000 | Cat Dasar / Alkali |  | 2022-01-27 14:07:48 | 0 | Ltr | 35000 | 0000 | IDR | General | 0 | 0 | Material | N | N | N | ""
11421 | 111508-0000 | Cat Eksterior |  | 2019-07-22 09:41:18 | 0 | Klg | 850000 | 0000 | IDR | General | 0 | 0 | Material | N | N | N | ""
11407 | 111501-0000 | cat galvanis dingin |  | 2019-07-10 11:23:20 | 0 | Kg | 140000 | 0000 | IDR | General | 0 | 0 | Material | N | N | N | ""
11420 | 111507-0000 | Cat Interior |  | 2019-07-22 09:40:09 | 0 | Klg | 678000 | 0000 | IDR | General | 0 | 0 | Material | N | N | N | ""
8221 | 111016-AVIA | Cat Kayu |  | 2013-07-18 11:51:31 | 0 | Kg | 0 | AVIA | IDR | AVIA PAINT | 0 | 9982 | Material | N | N | N | ""
10645 | 111412-0000 | cat perak |  | 2017-06-16 14:28:33 | 0 | Kg | 60000 | 0000 | IDR | General | 0 | 0 | Material | N | N | N | ""
11424 | 111511-0000 | Cat Sealer Eksterior |  | 2019-07-22 09:44:23 | 0 | Klg | 795000 | 0000 | IDR | General | 0 | 0 | Material | N | N | N | ""
11423 | 111510-0000 | Cat Sealer Interior |  | 2019-07-22 09:43:32 | 0 | Klg | 35000 | 0000 | IDR | General | 0 | 0 | Material | N | N | N | ""
10284 | 410001-PYLO | Cat Semprot PYLOX |  | 2016-08-24 11:04:53 | 0 | Klg | 27000 | PYLO | IDR | PYLOX | 27000 | 13139 | Material | N | N | N | ""
11531 | 111551-0000 | Cat Tembok |  | 2019-10-04 19:08:54 | 0 | Pail | 465000 | 0000 | IDR | General | 0 | 0 | Material | N | N | N | ""
8246 | 111017-CYTL | Cat Tembok (Hitam) |  | 2013-07-26 06:27:26 | 0 | Kg | 48000 | CYTL | IDR | CATYLAC | 48000 | 9991 | Material | N | N | N | ""
8247 | 111017-VNLX | Cat Tembok (Hitam) |  | 2013-07-26 06:29:23 | 0 | Kg | 32800 | VNLX | IDR | VYNILEX | 0 | 9991 | Material | N | N | N | ""
8356 | 111017-0000 | Cat Tembok (Hitam) |  | 2013-08-06 13:17:44 | 0 | Klg | 25000 | 0000 | IDR | General | 79000 | 50000 | Material | N | N | N | ""
11532 | 111552-0000 | Cat Tembok Weathershield |  | 2019-10-04 19:10:01 | 0 | Pail | 855000 | 0000 | IDR | General | 0 | 0 | Material | N | N | N | ""
12115 | 111635-0000 | Cat Thinner |  | 2022-06-28 16:20:18 | 0 | Ltr | 55000 | 0000 | IDR | General | 0 | 0 | Material | N | N | N | ""
11750 | 111590-0000 | Cat Zinchromat |  | 2021-01-29 10:13:38 | 0 | Kg | 57000 | 0000 | IDR | General | 0 | 0 | Material | N | N | N | ""
10004 | 810011-0000 | Catridge 5550 black |  | 2015-10-06 17:35:20 | 0 | Ls | 1700000 | 0000 | IDR | General | 0 | 0 | Material | N | N | N | ""
10005 | 810012-0000 | Catridge 5550 cyant |  | 2015-10-06 17:37:17 | 0 | Ls | 1700000 | 0000 | IDR | General | 0 | 0 | Material | N | N | N | ""
10007 | 810014-0000 | Catridge 5550 magenta |  | 2015-10-06 17:43:28 | 0 | Ls | 1700000 | 0000 | IDR | General | 0 | 0 | Material | N | N | N | ""
10006 | 810013-0000 | Catridge 5550 yellow |  | 2015-10-06 17:38:12 | 0 | Ls | 1700000 | 0000 | IDR | General | 0 | 0 | Material | N | N | N | ""
9991 | 810010-0000 | Catridge 745 |  | 2015-09-17 10:41:21 | 0 | Ls | 220000 | 0000 | IDR | General | 0 | 0 | Material | N | N | N | ""
9990 | 810009-0000 | Catridge 746 |  | 2015-09-17 10:39:18 | 0 | Ls | 0 | 0000 |  | General | 0 | 0 | Material | N | N | N | ""
11841 | 211342-0000 | Catwalk |  | 2021-09-12 16:58:40 | 0 | Set | 315000 | 0000 | IDR | General | 0 | 0 | Material | N | N | N | ""
9223 | 313061-0000 | CB 10 Ampere |  | 2014-05-12 11:18:00 | 0 | Pcs | 0 | 0000 | IDR | General | 0 | 0 | Material | N | N | N | ""
9224 | 313062-0000 | CB 6 Ampere |  | 2014-05-12 11:18:44 | 0 | Pcs | 0 | 0000 | IDR | General | 0 | 0 | Material | N | N | N | ""
9115 | 129087-0000 | CBR test |  | 2014-03-14 16:32:29 | 0 | Ls | 4500000 | 0000 | IDR | General | 17822255.64 | 11633 | Material | N | N | N | ""
9199 | 211044-0000 | C-Clamp |  | 2015-05-27 09:56:34 | 0 | Pcs | 76155 | 0000 | IDR | General | 0 | 11313 | Material | N | N | N | ""
11295 | 211245-0000 | C-clamp for BCC. 150SQmm |  | 2019-02-11 15:03:55 | 0 | Pcs | 2.44 | 0000 | USD | General | 0 | 14049 | Material | N | N | N | ""
11061 | 313405-0000 | CCP - Protection Cubicle for 150 kV HV Cable |  | 2018-03-16 15:41:34 | 0 | Set | 67558480 | 0000 | IDR | General | 0 | 0 | Material | N | N | N | ""
10770 | 323192-0000 | CCTV |  | 2017-08-03 19:33:00 | 0 | Pcs | 488000 | 0000 | IDR | General | 0 | 0 | Material | N | N | N | ""
11604 | 313504-0000 | CCTV 4G LTE |  | 2020-04-07 18:15:55 | 0 | Pcs | 5092700 | 0000 | IDR | General | 0 | 0 | Material | N | N | N | ""
12554 | 460002-0000 | CCTV Outdodr |  | 2025-01-09 09:57:42 | 0 | Unit | 0 | 0000 |  | General | 0 | 0 | Material | N | N | N | ""
11610 | 211297-0000 | CCTV Wireless |  | 2020-04-07 18:22:00 | 0 | Pcs | 766900 | 0000 | IDR | General | 0 | 0 | Material | N | N | N | ""
11136 | 810055-0000 | CE251A CYAN TONER CART.COMPATIBLE |  | 2018-08-08 11:46:56 | 0 | Pcs | 850000 | 0000 | IDR | General | 0 | 0 | Material | N | N | N | ""
11137 | 810056-0000 | CE252A YELLOW TONER CART.COMPATIBLE |  | 2018-08-08 11:47:48 | 0 | Pcs | 850000 | 0000 | IDR | General | 0 | 0 | Material | N | N | N | ""
11138 | 810057-0000 | CE253A MAGENTA TONER CART.COMPATIBLE |  | 2018-08-08 11:48:50 | 0 | Pcs | 850000 | 0000 | IDR | General | 0 | 0 | Material | N | N | N | ""
11139 | 810058-0000 | CE255A TONER CART.COMPATIBLE |  | 2018-08-08 11:49:35 | 0 | Pcs | 850000 | 0000 | IDR | General | 0 | 0 | Material | N | N | N | ""
10851 | 313317-0000 | Central Control Equipment / HMI Client & Server (Operator Workstation) |  | 2017-08-04 10:57:38 | 0 | Set | 0 | 0000 |  | General | 0 | 0 | Material | N | N | N | ""
9923 | 313177-0000 | ceramic insulator (210kN min 5.270 mm cripage distance) fog type |  | 2015-11-25 11:30:44 | 0 | Pcs | 390000 | 0000 | IDR | General | 400000 | 13735 | Material | N | N | N | ""
10707 | 129226-0000 | Cerocok Kayu |  | 2017-08-03 18:11:56 | 0 | M2 | 10000 | 0000 | IDR | General | 0 | 0 | Material | N | N | N | ""
11225 | 810076-0000 | Cetak Brosur |  | 2018-12-11 14:16:53 | 0 | Pcs | 18000 | 0000 | IDR | General | 0 | 0 | Material | N | N | N | ""
11226 | 810077-0000 | Cetak Spanduk |  | 2018-12-11 14:18:03 | 0 | Pcs | 2025000 | 0000 | IDR | General | 0 | 0 | Material | N | N | N | ""
10705 | 129224-0000 | Cetakan Balok |  | 2017-08-03 18:09:26 | 0 | M2 | 0 | 0000 |  | General | 0 | 0 | Material | N | N | N | ""
11807 | 611187-0000 | Cetakan Beton |  | 2021-06-18 21:33:15 | 0 | Unit | 299000 | 0000 | IDR | General | 0 | 0 | Material | N | N | N | ""
10706 | 129225-0000 | Cetakan Kolom |  | 2017-08-03 18:10:50 | 0 | M2 | 0 | 0000 |  | General | 0 | 0 | Material | N | N | N | ""
10704 | 129223-0000 | Cetakan Sloof |  | 2017-08-03 17:50:19 | 0 | M2 | 405000 | 0000 | IDR | General | 0 | 0 | Material | N | N | N | ""
11983 | 611251-0000 | Chain Block 2 ton |  | 2021-12-07 13:10:44 | 0 | Unit | 0 | 0000 |  | General | 0 | 0 | Material | N | N | N | ""
8523 | 610013-0000 | Chain Block 5 ton |  | 2013-10-01 16:22:54 | 0 | ea | 3750000 | 0000 | IDR | General | 0 | 11132 | Material | N | N | N | ""
12023 | 611282-0000 | Chain Lever Hoist 2 T X 2 M |  | 2022-01-09 12:26:59 | 0 | Pcs | 0 | 0000 |  | General | 0 | 0 | Material | N | N | N | ""
10477 | 610010-TSE0 | Chain Lever Hoist 3 T X 3M |  | 2016-12-21 21:33:39 | 0 | Set | 750000 | TSE0 | IDR | TSE | 0 | 0 | Material | N | N | N | ""
11882 | 211360-0000 | Chain Link 60 KIP galvanize |  | 2021-09-23 20:21:26 | 0 | Pcs | 49000 | 0000 | IDR | General | 0 | 0 | Material | N | N | N | ""
11935 | 611223-0000 | Chain Link Galvanize |  | 2021-10-15 18:25:32 | 0 | Pcs | 49000 | 0000 | IDR | General | 0 | 0 | Material | N | N | N | ""
12583 | 720088-0000 | Charges for Storage of Containers |  | 2025-02-07 17:36:50 | 0 | Day | 0 | 0000 |  | General | 0 | 0 | Material | N | N | N | ""
7678 | 210009-0000 | Chasing Lampu Merkuri (bahan seng) |  |  | 0 | Pcs | 0 | Gener | "" | "" | 0 | 0 | Material | N | N | N
10151 | 424144-0000 | Check Survey incl. Tower Type, Span, Fitman, etc. |  | 2016-02-19 10:03:08 | 0 | Unit | 1400000 | 0000 | IDR | General | 0 | 0 | Material | N | N | N | ""
8560 | 111207-0000 | Check survey including checking of profiles and drawing, diagonal profiles |  | 2013-10-04 00:02:57 | 0 | Km | 10204082 | 0000 | IDR | General | 10204082 | 11132 | Material | N | N | N | ""
8594 | 129025-0000 | Check survey including checking of profiles and drawing, pegging of tower positions, diagonal profiles, etc. |  | 2013-10-04 08:15:16 | 0 | Km | 50000 | 0000 | IDR | General | 62500000 | 11132 | Material | N | N | N | ""
11345 | 110001-HILT | Chemical Hilti HIT-RE V-3 |  | 2019-04-02 15:52:55 | 0 | Tub | 412500 | HILT | IDR | HILTI | 0 | 0 | Material | N | N | N | ""
9009 | 810005-0000 | Chemical/Alat Kebersihan |  | 2014-02-10 15:39:56 | 0 | Ls | 3950000 | 0000 | IDR | General | 0 | 12203 | Material | N | N | N | ""
11470 | 810089-0000 | chin Strip karet |  | 2019-08-26 10:57:06 | 0 | Pcs | 3500 | 0000 | IDR | General | 0 | 0 | Material | N | N | N | ""
11551 | 810091-0000 | chinstrap |  | 2019-11-22 16:20:48 | 0 | Pcs | 0 | 0000 |  | General | 0 | 0 | Material | N | N | N | ""
10059 | 710005-0000 | CIF Charge |  | 2015-11-19 11:31:50 | 0 | Ls | 518 | 0000 | USD | General | 0 | 13648 | Material | N | N | N | ""
10165 | 111356-0000 | Circuit Breaker Trafo Bay |  | 2016-03-07 09:35:33 | 0 | Set | 10613194 | 0000 | IDR | General | 0 | 0 | Material | N | N | N | ""
9672 | 111307-0000 | Circuit Breakers |  | 2015-02-02 18:11:04 | 0 | Set | 803053300 | 0000 | IDR | General | 21074292.5 | 12502 | Material | N | N | N | ""
9673 | 313155-0000 | Circuit Breakers 70 kV |  | 2015-02-02 18:12:01 | 0 | Set | 8051396 | 0000 | IDR | General | 0 | 12502 | Material | N | N | N | ""
11582 | 211278-0000 | Clamp Begel Pole |  | 2020-02-14 20:17:40 | 0 | Pcs | 44000 | 0000 | IDR | General | 0 | 0 | Material | N | N | N | ""
7673 | 210004-0000 | Clamp C |  | 2015-05-27 14:24:41 | 0 | Pcs | 55000 | Gener | IDR | "" | 8000 | 13147 | Material | N | N | N
11393 | 211252-0000 | clamp connector type T 2xAAC LUPINE 1267 mm2 |  | 2019-06-18 17:27:31 | 0 | Pcs | 1309000 | 0000 | IDR | General | 0 | 0 | Material | N | N | N | ""
11330 | 313463-0000 | Clamp for Bare Copper 150 mm2 |  | 2019-03-26 14:09:52 | 0 | Pcs | 0 | 0000 |  | General | 0 | 0 | Material | N | N | N | ""
7687 | 210018-0000 | Clamp Pipa 1 inch |  |  | 0 | Pcs | 0 | Gener | "" | "" | 0 | 0 | Material | N | N | N
7686 | 210017-0000 | Clamp Pipa PVC 1.5 inch |  |  | 0 | Pcs | 0 | Gener | "" | "" | 0 | 0 | Material | N | N | N
7685 | 210016-0000 | Clamp Pipa PVC 2 inch |  |  | 0 | Pcs | 8000 | Gener | IDR | "" | 0 | 0 | Material | N | N | N
11581 | 211277-0000 | Clamp Sling |  | 2020-02-14 20:15:42 | 0 | Pcs | 70000 | 0000 | IDR | General | 0 | 0 | Material | N | N | N | ""
11862 | 611208-0000 | Clamp Tremy 6 Inch |  | 2021-09-19 15:34:04 | 0 | Unit | 1425000 | 0000 | IDR | General | 0 | 0 | Material | N | N | N | ""
10424 | 211109-0000 | Clevis Compression Dead End for ACSR 240/40 (Hawk) |  | 2016-11-23 14:36:37 | 0 | Set | 0 | 0000 |  | General | 0 | 0 | Material | N | N | N | ""
10398 | 313247-0000 | Clevis Suspension Clamp for Conductor ACSR 240 / 40 mm2 |  | 2016-11-15 10:11:53 | 0 | Pcs | 0 | 0000 |  | General | 0 | 0 | Material | N | N | N | ""
11522 | 313491-0000 | Clevis tall sub assy |  | 2019-09-23 21:03:06 | 0 | Pcs | 221003 | 0000 | IDR | General | 0 | 0 | Material | N | N | N | ""
11308 | 810082-0000 | Climbing Helmet |  | 2019-03-05 10:58:05 | 0 | ea | 280000 | 0000 | IDR | General | 0 | 0 | Material | N | N | N | ""
11780 | 611181-0000 | Clinometer |  | 2021-04-01 11:25:20 | 0 | Set | 0 | 0000 |  | General | 0 | 0 | Material | N | N | N | ""
7708 | 210039-0000 | Close Rack 19 inch (Outdoor) |  |  | 0 | Set | 6500000 | Gener | IDR | "" | 6500000 | 0 | Material | N | N | N
12459 | 111678-0000 | Closet Jongkok |  | 2024-09-25 19:28:50 | 0 | Pcs | 120000 | 0000 | IDR | General | 0 | 0 | Material | N | N | N | ""
9821 | 413137-0000 | Closure Aerial kapasitas 96 Core |  | 2015-11-02 15:03:16 | 0 | Pcs | 1400000 | 0000 | IDR | General | 0 | 13665 | Material | N | N | N | ""
7318 | 410012-ANDR | Coaxial Cable - 1 1/4 inch |  |  | 0 | Mtr | 9.6 | Andre | USD |  | 9.6 | 0 |  | N | N | N
7319 | 410012-LEON | Coaxial Cable - 1 1/4 inch |  |  | 0 | Mtr | 80000 | Leoni | IDR |  | 145257.46 | 0 |  | N | N | N
7320 | 410012-DRAK | Coaxial Cable - 1 1/4 inch |  |  | 0 | Mtr | 0 | Draka |  |  | 0 | 0 |  | N | N | N
7321 | 410012-LSCA | Coaxial Cable - 1 1/4 inch |  |  | 0 | Mtr | 0 | LS ca |  |  | 0 | 0 |  | N | N | N
7322 | 410013-ANDR | Coaxial Cable - 1 5/8 inch |  |  | 0 | Mtr | 0 | Andre |  |  | 0 | 0 |  | N | N | N
7323 | 410013-LEON | Coaxial Cable - 1 5/8 inch |  |  | 0 | Mtr | 183972 | Leoni | IDR |  | 12.9 | 0 |  | N | N | N
7324 | 410013-DRAK | Coaxial Cable - 1 5/8 inch |  |  | 0 | Mtr | 0 | Draka |  |  | 0 | 0 |  | N | N | N
7325 | 410013-LSCA | Coaxial Cable - 1 5/8 inch |  |  | 0 | Mtr | 0 | LS ca |  |  | 0 | 0 |  | N | N | N
7310 | 410010-ANDR | Coaxial Cable - 1/2 inch |  |  | 0 | Mtr | 0 | Andre |  |  | 0 | 0 |  | N | N | N
7311 | 410010-LEON | Coaxial Cable - 1/2 inch |  |  | 0 | Mtr | 24000 | Leoni | IDR |  | 2.5 | 0 |  | N | N | Y
7312 | 410010-DRAK | Coaxial Cable - 1/2 inch |  |  | 0 | Mtr | 0 | Draka |  |  | 0 | 0 |  | N | N | N
7313 | 410010-LSCA | Coaxial Cable - 1/2 inch |  |  | 0 | Mtr | 0 | LS ca |  |  | 0 | 0 |  | N | N | N
7308 | 410009-ANDR | Coaxial Cable - 1/2 inch Superflex |  |  | 0 | Mtr | 0 | Andre |  |  | 0 | 0 |  | N | N | N
7309 | 410009-LEON | Coaxial Cable - 1/2 inch Superflex |  |  | 0 | Mtr | 0 | Leoni |  |  | 0 | 0 |  | N | N | N
7314 | 410011-LEON | Coaxial Cable - 7/8 inch |  |  | 0 | Mtr | 45250 | Leoni | IDR |  | 34677.87 | 0 |  | N | N | Y
7315 | 410011-DRAK | Coaxial Cable - 7/8 inch |  |  | 0 | Mtr | 0 | Draka |  |  | 0 | 0 |  | N | N | N
7316 | 410011-ANDR | Coaxial Cable - 7/8 inch |  |  | 0 | Mtr | 0 | Andre |  |  | 0 | 0 |  | N | N | N
7317 | 410011-LSCA | Coaxial Cable - 7/8 inch |  |  | 0 | Mtr | 0 | LS ca |  |  | 0 | 0 |  | N | N | N
7429 | 410075-0000 | Coaxial Feeder Clamp (Indoor) 1 1/4 inch |  | 2015-06-01 14:55:20 | 0 | Pcs | 7000 | Gener | IDR |  | 8000 | 13147 |  | N | N | N
7430 | 410076-0000 | Coaxial Feeder Clamp (Indoor) 1 5/8 inch |  | 2016-11-23 09:13:55 | 0 | Pcs | 0 | Gener |  |  | 8000 | 13387 |  | N | N | N
7427 | 410073-0000 | Coaxial Feeder Clamp (Indoor) 1/2 inch |  | 2015-06-01 14:57:20 | 0 | Pcs | 8000 | Gener | IDR |  | 8000 | 13147 |  | N | N | N
7428 | 410074-0000 | Coaxial Feeder Clamp (Indoor) 7/8 inch |  | 2016-11-28 17:00:05 | 0 | Pcs | 8000 | Gener | IDR |  | 5000 | 13387 |  | N | N | N
7432 | 410078-0000 | Coaxial Feeder Clamp (Outdoor) 1-1/4 inch |  |  | 0 | Pcs | 0 | Gener |  |  | 0 | 0 |  | N | N | N
7431 | 410077-0000 | Coaxial Feeder Clamp (Outdoor) 7/8 inch |  |  | 0 | Pcs | 0 | Gener |  |  | 0 | 0 |  | N | N | N
12215 | 129448-0000 | Column LICO Max 60 X 60 H 300 cm Rent |  | 2023-03-21 09:59:51 | 0 | Pc/Month | 2673600 | 0000 | IDR | General | 0 | 0 | Material | N | N | N | ""
12214 | 129447-0000 | Column Panel LICO 700 x 1000 Rent |  | 2023-03-21 09:58:38 | 0 | Pc/Month | 188800 | 0000 | IDR | General | 0 | 0 | Material | N | N | N | ""
10931 | 221048-0000 | Commisioning Transmision For Erectiona and Pondation |  | 2017-08-08 11:29:09 | 0 | Ls | 0 | 0000 |  | General | 0 | 0 | Material | N | N | N | ""
12764 | 323243-0000 | Commissioning & Supervision for Protection & Control Cubicle and SAS 150 kV Substation (Include Transportation & Accommodation) |  | 2025-11-08 14:41:27 | 0 | lot | 197230000 | 0000 | IDR | General | 0 | 0 | Material | N | N | N | ""
12796 | 323249-0000 | Commissioning Digital Fault Recorder |  | 2025-11-28 09:51:18 | 0 | bay | 2500000 | 0000 | IDR | General | 0 | 0 | Material | N | N | N | ""
12797 | 323250-0000 | Commissioning Fault Locator |  | 2025-11-28 09:53:13 | 0 | bay | 2500000 | 0000 | IDR | General | 0 | 0 | Material | N | N | N | ""
10959 | 424170-0000 | Commissioning PLC |  | 2017-09-13 10:48:15 | 0 | Set | 45496400 | 0000 | IDR | General | 0 | 0 | Material | N | N | N | ""
10951 | 323195-0000 | COMMISSIONING RCP |  | 2017-09-12 15:16:35 | 0 | lot | 241653000 | 0000 | IDR | General | 0 | 0 | Material | N | N | N | ""
10950 | 323194-0000 | COMMISSIONING SAS |  | 2017-09-12 15:15:32 | 0 | lot | 342929000 | 0000 | IDR | General | 0 | 0 | Material | N | N | N | ""
11017 | 313381-0000 | Common Cubicle for 150 kV |  | 2017-10-30 10:31:07 | 0 | Set | 86390000 | 0000 | IDR | General | 0 | 0 | Material | N | N | N | ""
11018 | 313382-0000 | Common Cubicle for 20 kV |  | 2017-10-30 10:31:54 | 0 | Set | 229184000 | 0000 | IDR | General | 0 | 0 | Material | N | N | N | ""
9692 | 129118-0000 | Common Excavation |  | 2017-08-29 14:27:32 | 0 | M3 | 56250 | 0000 | IDR | General | 0 | 12502 | Material | N | N | N | ""
8147 | 820003-0000 | Communication/Telephone |  | 2013-07-04 10:38:03 | 0 | Ls | 593157 | 0000 | IDR | General | 0 | 9982 | Material | N | N | N | ""
8564 | 129023-0000 | Complete clearance of a strip of land concentric with the transmission line route 10 m left side and 10 m right side. |  | 2013-10-04 00:15:34 | 0 | Km | 32121521.74 | 0000 | IDR | General | 0 | 11132 | Material | N | N | N | ""
12333 | 313613-0000 | Composite Insulator 150 kV 120 kN |  | 2024-04-27 10:46:11 | 0 | Set | 2475000 | 0000 | IDR | General | 0 | 0 | Material | N | N | N | ""
10402 | 313251-0000 | Compression Dead End for ACSR 240 / 40 mm2 |  | 2016-11-15 10:24:37 | 0 | Set | 733500 | 0000 | IDR | General | 0 | 0 | Material | N | N | N | ""
11781 | 313536-0000 | Compression Dead End TACSR 410/67 mm |  | 2021-04-09 14:53:03 | 0 | Set | 1055000 | 0000 | IDR | General | 0 | 0 | Material | N | N | N | ""
10905 | 211127-0000 | Compression Midspan Join for Conductor |  | 2017-08-04 17:27:22 | 0 | Pcs | 397000 | 0000 | IDR | General | 0 | 0 | Material | N | N | N | ""
12375 | 211468-0000 | Compression Midspan Join for Earthwire AS 75mm2 |  | 2024-05-20 07:13:12 | 0 | Pcs | 180855 | 0000 | IDR | General | 0 | 0 | Material | N | N | N | ""
10904 | 211126-0000 | Compression Midspan Join for Earthwire GSW 55 |  | 2017-08-04 17:26:20 | 0 | Pcs | 119000 | 0000 | IDR | General | 0 | 0 | Material | N | N | N | ""
9386 | 313077-0000 | COMPRESSION MIDSPAN JOINT GSW 55 mm2 AS |  | 2014-08-07 18:14:17 | 0 | Set | 130000 | 0000 | IDR | General | 31.37 | 11666 | Material | N | N | N | ""
12034 | 111619-0000 | Compund Gypsum |  | 2022-01-27 14:01:59 | 0 | Zak | 47750 | 0000 | IDR | General | 0 | 0 | Material | N | N | N | ""
11981 | 611249-0000 | Concrete Additive |  | 2021-12-07 11:21:09 | 0 | Ltr | 25254.55 | 0000 | IDR | General | 0 | 0 | Material | N | N | N | ""
12232 | 611308-0000 | Concrete Bucket 1 M3 |  | 2023-03-30 10:26:32 | 0 | Set | 18000000 | 0000 | IDR | General | 0 | 0 | Material | N | N | N | ""
11713 | 211321-0000 | Concrete Cutter Machine |  | 2020-12-23 10:17:48 | 0 | Pcs | 8675000 | 0000 | IDR | General | 0 | 0 | Material | N | N | N | ""
12261 | 611322-0000 | Concrete Landing For LICO |  | 2023-05-25 07:40:57 | 0 | Pc/Month | 0 | 0000 |  | General | 0 | 0 | Material | N | N | N | ""
12268 | 111661-0000 | Concrete Landing For LICO (B) |  | 2023-06-03 17:52:03 | 0 | Pc/Month | 0 | 0000 |  | General | 0 | 0 | Material | N | N | N | ""
10990 | 129325-0000 | concrete mix design |  | 2017-09-22 16:49:04 | 0 | Ls | 3500000 | 0000 | IDR | General | 0 | 0 | Material | N | N | N | ""
11131 | 611115-0000 | Concrete Molen |  | 2018-07-06 12:18:26 | 0 | Set | 13250000 | 0000 | IDR | General | 0 | 0 | Material | N | N | N | ""
11808 | 611188-0000 | Concrete Slump Test |  | 2021-06-18 21:45:19 | 0 | Set | 200000 | 0000 | IDR | General | 0 | 0 | Material | N | N | N | ""
11809 | 611189-0000 | Concrete Vibrator |  | 2021-06-18 21:46:39 | 0 | Set | 5540540.54 | 0000 | IDR | General | 0 | 0 | Material | N | N | N | ""
9888 | 313173-0000 | Condructor TACSR 410 Sqmm |  | 2015-06-16 10:37:08 | 0 | Mtr | 0 | 0000 |  | General | 0 | 0 | Material | N | N | N | ""
9900 | 313176-0000 | Conductor TACSR 410 sqmm |  | 2015-06-19 11:27:09 | 0 | Mtr | 91624 | 0000 | IDR | General | 0 | 0 | Material | N | N | N | ""
11636 | 313517-0000 | Conductor ACCC 310 mm (Lisbon) |  | 2020-07-28 16:13:35 | 0 | Mtr | 145000 | 0000 | IDR | General | 0 | 0 | Material | N | N | N | ""
11687 | 313530-0000 | Conductor ACSR/AS 250/50 mm2 |  | 2020-10-12 12:15:56 | 0 | Mtr | 37500 | 0000 | IDR | General | 0 | 0 | Material | N | N | N | ""
8541 | 313017-0000 | Conductor ACSR/AS HAWK 240/40mm2 |  | 2013-10-03 16:51:05 | 0 | Mtr | 37500 | 0000 | IDR | General | 23000 | 11132 | Material | N | N | N | ""
9628 | 313111-0000 | Conductor GSW 55 mm2 |  | 2015-02-02 16:04:33 | 0 | bay | 0 | 0000 | IDR | General | 0 | 12502 | Material | N | N | N | ""
9723 | 323054-0000 | Conductor GSW 55 mm2 |  | 2015-02-03 09:40:06 | 0 | bay | 2785000 | 0000 | IDR | General | 0 | 12502 | Material | N | N | N | ""
9795 | 313168-0000 | Conductor HAL 850 mm2 |  | 2015-02-10 10:35:42 | 0 | bay | 0 | 0000 | IDR | General | 0 | 12502 | Material | N | N | N | ""
11571 | 310001-KMI0 | Conductor HTLS Lisbon (355-358 mm2) |  | 2019-12-18 12:58:11 | 0 | Mtr | 0 | KMI0 |  | Kabel Metal Indonesi | 0 | 0 | Material | N | N | N | ""
9625 | 313108-0000 | Conductor TAL 660 mm2 |  | 2015-02-02 15:33:15 | 0 | bay | 19600000 | 0000 | IDR | General | 0 | 12502 | Material | N | N | N | ""
9630 | 313113-0000 | Conductor TAL 850 mm2 |  | 2015-02-02 16:06:29 | 0 | bay | 19624000 | 0000 | IDR | General | 0 | 12502 | Material | N | N | N | ""
9725 | 323056-0000 | Conductor TAL 850 mm2 |  | 2015-02-03 09:42:03 | 0 | bay | 7675000 | 0000 | IDR | General | 0 | 12502 | Material | N | N | N | ""
8702 | 313036-0000 | Conductors ACCC 240 mm2 (Copenhagen) |  | 2013-10-18 12:21:05 | 0 | Mtr | 1149859 | 0000 | IDR | General | 0 | 11366 | Material | N | N | N | ""
11052 | 313397-0000 | Conductors TACSR/AS 410 mm2 |  | 2018-03-09 10:26:13 | 0 | Mtr | 74500 | 0000 | IDR | General | 0 | 0 | Material | N | N | N | ""
11094 | 313420-0000 | Conductors TACSR/AS 410/67 mm2 |  | 2018-04-05 17:58:21 | 0 | Mtr | 72500 | 0000 | IDR | General | 0 | 0 | Material | N | N | N | ""
7389 | 410054-LSCA | Connector Coaxial Adapter Din(f)-N(m) |  |  | 0 | Pcs | 0 | LS ca |  |  | 0 | 0 |  | N | N | N
10201 | 410068-LEON | Connector Coaxial Din (f) 1/2 inch Superflex |  | 2016-05-27 14:27:21 | 0 | Pcs | 0 | LEON |  | LEONI | 0 | 0 | Material | N | N | N | ""
7379 | 410046-RSBG | Connector Coaxial Din(f) 1 1/4 inch |  |  | 0 | Pcs | 0 | Rosen |  |  | 0 | 0 |  | N | N | N
7357 | 410033-ANDR | Connector Coaxial Din(f) 1/2 inch |  |  | 0 | Pcs | 0 | Andre |  |  | 0 | 0 |  | N | N | N
7358 | 410033-LEON | Connector Coaxial Din(f) 1/2 inch |  | 2016-10-28 14:01:12 | 0 | Pcs | 0 | Leoni |  |  | 115000 | 13019 |  | N | N | N
7356 | 410032-ANDR | Connector Coaxial Din(f) 1/2 inch Superflex |  |  | 0 | Pcs | 0 | Andre |  |  | 0 | 0 |  | N | N | N
7367 | 410038-ANDR | Connector Coaxial Din(f) 7/8 inch |  |  | 0 | Pcs | 0 | Andre |  |  | 0 | 0 |  | N | N | N
7366 | 410037-ANDR | Connector Coaxial Din(f) 7/8 inch (V5PDF) |  |  | 0 | Pcs | 0 | Andre |  |  | 0 | 0 |  | N | N | N
7359 | 410034-ANDR | Connector Coaxial Din(f) RA 1/2 inch |  |  | 0 | Pcs | 0 | Andre |  |  | 0 | 0 |  | N | N | N
7380 | 410047-LEON | Connector Coaxial Din(m) 1 1/4 inch |  |  | 0 | Pcs | 499500 | Leoni | IDR |  | 0 | 0 |  | N | N | N
7360 | 410035-RSBG | Connector Coaxial Din(m) 1/2 inch |  |  | 0 | Pcs | 0 | Rosen |  |  | 0 | 0 |  | N | N | N
7361 | 410035-LEON | Connector Coaxial Din(m) 1/2 inch |  |  | 0 | Pcs | 0 | Leoni |  |  | 0 | 0 |  | N | N | N
7362 | 410035-HUSU | Connector Coaxial Din(m) 1/2 inch |  |  | 0 | Pcs | 0 | Huber |  |  | 0 | 0 |  | N | N | N
10200 | 410067-LEON | Connector Coaxial Din(m) 1/2 inch Superflex |  | 2016-05-27 14:22:25 | 0 | Pcs | 0 | LEON |  | LEONI | 0 | 0 | Material | N | N | N | ""
10199 | 410066-LEON | Connector Coaxial N (m) 1/2 inch Superflex |  | 2018-04-11 09:49:04 | 0 | Pcs | 50000 | LEON | IDR | LEONI | 55000 | 13828 | Material | N | N | N | ""
7381 | 410048-RSBG | Connector Coaxial N(f) 1 1/4 inch |  |  | 0 | Pcs | 0 | Rosen |  |  | 0 | 0 |  | N | N | N
9961 | 410063-LEON | Connector Coaxial N(f) 1 1/4 inch |  | 2017-11-17 16:04:34 | 0 | Pcs | 0 | LEON |  | LEONI | 341000 | 13537 | Material | N | N | N | ""
9963 | 410064-LEON | Connector Coaxial N(f) 1 1/4 inch |  | 2015-08-13 14:32:35 | 0 | Pcs | 341322 | LEON | IDR | LEONI | 0 | 13518 | Material | N | N | Y | ""
7384 | 410050-RSBG | Connector Coaxial N(f) 1 5/8 inch |  |  | 0 | Pcs | 0 | Rosen |  |  | 0 | 0 |  | N | N | N
9962 | 310001-LEON | Connector Coaxial N(f) 1 5/8 inch |  | 2015-08-11 10:08:24 | 0 | Pcs | 0 | LEON |  | LEONI | 0 | 0 | Material | N | N | N | ""
9964 | 410065-LEON | Connector Coaxial N(f) 1 5/8 inch |  | 2015-08-13 14:27:06 | 0 | Pcs | 437663 | LEON | IDR | LEONI | 0 | 13518 | Material | N | N | Y | ""
7368 | 410039-LEON | Connector Coaxial N(f) 7/8 inch |  | 2015-06-03 14:07:50 | 0 | Pcs | 143135 | Leoni | IDR |  | 0 | 13217 |  | N | N | N
7369 | 410039-ANDR | Connector Coaxial N(f) 7/8 inch |  |  | 0 | Pcs | 0 | Andre |  |  | 0 | 0 |  | N | N | N
7370 | 410040-ANDR | Connector Coaxial N(f) 7/8 inch (V5PNF) |  |  | 0 | Pcs | 0 | Andre |  |  | 0 | 0 |  | N | N | N
7372 | 410042-ANDR | Connector Coaxial N(f) 7/8 inch +STP |  |  | 0 | Pcs | 0 | Andre |  |  | 0 | 0 |  | N | N | N
7371 | 410041-ANDR | Connector Coaxial N(f) 7/8 inch Leaky |  |  | 0 | Pcs | 0 | Andre |  |  | 0 | 0 |  | N | N | N
7382 | 410049-LEON | Connector Coaxial N(m) 1 1/4 inch |  |  | 0 | Pcs | 220000 | Leoni | IDR |  | 25 | 0 |  | N | N | N
7383 | 410049-ANDR | Connector Coaxial N(m) 1 1/4 inch |  |  | 0 | Pcs | 0 | Andre |  |  | 0 | 0 |  | N | N | N
7385 | 410051-LEON | Connector Coaxial N(m) 1 5/8 inch |  |  | 0 | Pcs | 437663 | Leoni | IDR |  | 32 | 0 |  | N | N | N
7386 | 410051-LSCA | Connector Coaxial N(m) 1 5/8 inch |  |  | 0 | Pcs | 0 | LS ca |  |  | 0 | 0 |  | N | N | N
7363 | 410036-ANDR | Connector Coaxial N(m) 1/2 inch |  |  | 0 | Pcs | 0 | Andre |  |  | 0 | 0 |  | N | N | N
7364 | 410036-RSBG | Connector Coaxial N(m) 1/2 inch |  |  | 0 | Pcs | 0 | Rosen |  |  | 0 | 0 |  | N | N | N
7365 | 410036-LEON | Connector Coaxial N(m) 1/2 inch |  |  | 0 | Pcs | 60000 | Leoni | IDR |  | -13212.78 | 0 |  | N | N | N
7373 | 410043-ANDR | Connector Coaxial N(m) 7/8 inch |  |  | 0 | Pcs | 0 | Andre |  |  | 0 | 0 |  | N | N | N
7374 | 410043-LEON | Connector Coaxial N(m) 7/8 inch |  |  | 0 | Pcs | 70000 | Leoni | IDR |  | 33745.8 | 0 |  | N | N | N
7375 | 410043-RSBG | Connector Coaxial N(m) 7/8 inch |  |  | 0 | Pcs | 0 | Rosen |  |  | 0 | 0 |  | N | N | N
7377 | 410044-ANDR | Connector Coaxial N(m) 7/8 inch (V5PNM) |  |  | 0 | Pcs | 0 | Andre |  |  | 0 | 0 |  | N | N | N
7378 | 410045-ANDR | Connector Coaxial N(m) 7/8 inch Leaky |  |  | 0 | Pcs | 0 | Andre |  |  | 0 | 0 |  | N | N | N
7387 | 410052-LEON | Connector Coaxial Righy Angle Adapter N(m)-N(f) |  |  | 0 | Pcs | 50000 | Leoni | IDR |  | 11 | 0 |  | N | N | N
7388 | 410053-LSCA | Connector Coaxial Straight Adaptor N(m)-N(m) |  |  | 0 | Pcs | 0 | LS ca |  |  | 0 | 0 |  | N | N | N
10634 | 413192-0000 | connector dari patch core ke RRU |  | 2017-06-02 14:15:59 | 0 | Pcs | 0 | 0000 |  | General | 0 | 0 | Material | N | N | N | ""
11641 | 413207-0000 | Connector DB9 |  | 2020-07-29 09:27:22 | 0 | Pcs | 0 | 0000 |  | General | 0 | 0 | Material | N | N | N | ""
12734 | 313768-0000 | Connector FO type LC |  | 2025-10-09 21:40:08 | 0 | Pcs | 4310 | 0000 | IDR | General | 0 | 0 | Material | N | N | N | ""
12733 | 313767-0000 | Connector FO type ST |  | 2025-10-09 21:38:34 | 0 | Pcs | 17065.83 | 0000 | IDR | General | 0 | 0 | Material | N | N | N | ""
11642 | 413208-0000 | Connector RJ45 |  | 2020-07-29 09:29:26 | 0 | Pcs | 10000 | 0000 | IDR | General | 0 | 0 | Material | N | N | N | ""
10491 | 611101-0000 | Container 20 Feet |  | 2016-12-21 21:56:13 | 0 | Pcs | 39550000 | 0000 | IDR | General | 0 | 0 | Material | N | N | N | ""
12029 | 611288-0000 | Container Box 100 Liter |  | 2022-01-20 11:39:50 | 0 | Pcs | 399500 | 0000 | IDR | General | 0 | 0 | Material | N | N | N | ""
11592 | 211283-0000 | Container Box 150 L |  | 2020-04-01 16:19:55 | 0 | Pcs | 250000 | 0000 | IDR | General | 0 | 0 | Material | N | N | N | ""
11591 | 211282-0000 | Container Box 195 L |  | 2020-04-01 16:13:09 | 0 | Pcs | 269200 | 0000 | IDR | General | 0 | 0 | Material | N | N | N | ""
8552 | 313028-0000 | Continuous or cross-connected counterpoise cable 30 m length, 450 mm depth, including galvanized steel angle 1000 mm, all joints and clamps. |  | 2013-10-03 17:24:54 | 0 | Set | 0 | 0000 | IDR | General | 0 | 11132 | Material | N | N | N | ""
8603 | 323029-0000 | Continuous or cross-connected counterpoise cable 30 m length, for 2 m earthing rod, including joints |  | 2013-10-04 10:06:01 | 0 | ea | 0 | 0000 | IDR | General | 0 | 11132 | Material | N | N | N | ""
8602 | 323028-0000 | Continuous or cross-connected counterpoise cable 30 m length, for installing at 1000 mm depth |  | 2013-10-04 10:05:08 | 0 | ea | 0 | 0000 | IDR | General | 0 | 11132 | Material | N | N | N | ""
8601 | 323027-0000 | Continuous or cross-connected counterpoise cable 30 m length, for laying in rock |  | 2013-10-04 10:04:16 | 0 | ea | 0 | 0000 | IDR | General | 0 | 11132 | Material | N | N | N | ""
9427 | 313083-0000 | Control box (inside 40x40x50 cm) include cover galvanize |  | 2014-09-02 10:21:07 | 0 | Set | 100000 | 0000 | IDR | General | 150000 | 11694 | Material | N | N | N | ""
11075 | 111480-0000 | control box 60x60cm |  | 2018-03-22 11:39:49 | 0 | Unit | 850000 | 0000 | IDR | General | 0 | 0 | Material | N | N | N | ""
12771 | 313798-0000 | Control Cubicle for 150/20 kV Transformer Bay |  | 2025-11-08 17:11:51 | 0 | Set | 183375000 | 0000 | IDR | General | 0 | 0 | Material | N | N | N | ""
12638 | 313740-0000 | Control Panel For Capacitor Bay 150 kV |  | 2025-05-20 15:55:26 | 0 | Set | 266000000 | 0000 | IDR | General | 0 | 0 | Material | N | N | N | ""
10944 | 611111-0000 | Controller Hydrolic |  | 2017-09-11 16:53:19 | 0 | Pcs | 15000000 | 0000 | IDR | General | 0 | 0 | Material | N | N | N | ""
10608 | 210001-DACH | coolant 2000 |  | 2017-04-27 17:49:40 | 0 | Ltr | 80000 | DACH | IDR | DACH | 0 | 0 | Material | N | N | N | ""
8321 | 311001-0000 | Cooper Grounding Rod 7/8 Inchi |  | 2013-08-01 11:10:22 | 0 | Mtr | 400000 | 0000 | IDR | General | 0 | 10101 | Material | N | N | N | ""
8790 | 820020-0000 | Coordination Fee |  | 2013-12-12 12:07:10 | 0 | Ls | 2000000 | 0000 | IDR | General | 0 | 11916 | Material | N | N | N | ""
11286 | 211236-0000 | Copper clad steel ground rod, D 19 x 3 meter |  | 2019-02-11 14:54:04 | 0 | Pcs | 24.42 | 0000 | USD | General | 0 | 14049 | Material | N | N | N | ""
8322 | 311005-0000 | Copper Grounding Rod 1/2 Inchi |  | 2013-08-01 11:13:17 | 0 | Mtr | 4500000 | 0000 | IDR | General | 0 | 10101 | Material | N | N | N | ""
10194 | 111364-0000 | Cor Wiremesh |  | 2016-05-19 09:51:34 | 0 | M3 | 100000 | 0000 | IDR | General | 0 | 0 | Material | N | N | N | ""
9192 | 129096-0000 | Coring Soil Test & Report |  | 2014-04-23 15:46:58 | 0 | Ls | 2500000 | 0000 | IDR | General | 11000000 | 11313 | Material | N | N | N | ""
11861 | 611207-0000 | Corong Tremy 6 inch |  | 2021-09-19 15:32:31 | 0 | Unit | 1662500 | 0000 | IDR | General | 0 | 0 | Material | N | N | N | ""
12430 | 111674-0000 | corrugated metal sheet Height 2 m . Length 0.8 M , Thickness 2mm |  | 2024-08-09 15:00:08 | 0 | Lbr | 39600 | 0000 | IDR | General | 0 | 0 | Material | N | N | N | ""
12116 | 111636-0000 | Corrugated Zinc Allumunium Roof L 1000 mm T 0.7 mm |  | 2022-06-30 20:37:15 | 0 | Ml | 136486.49 | 0000 | IDR | General | 0 | 0 | Material | N | N | N | ""
12117 | 111637-0000 | Corrugated Zinc Allumunium Roof L 1000 mm T 0.75 mm |  | 2022-06-30 20:39:07 | 0 | Ml | 177477.48 | 0000 | IDR | General | 0 | 0 | Material | N | N | N | ""
12663 | 111685-0000 | Corrugated Zinc Aluminium Roof T 0.40 mm |  | 2025-06-24 11:20:01 | 0 | M2 | 0 | 0000 |  | General | 0 | 0 | Material | N | N | N | ""
12138 | 111642-0000 | Corrugated Zinc Coated SteelRoof L 832 mm T 0.75 mm |  | 2022-08-11 15:42:57 | 0 | Ml | 178500 | 0000 | IDR | General | 0 | 0 | Material | N | N | N | ""
9150 | 820027-0000 | Cost Helper/Daily Bases |  | 2014-04-22 13:57:38 | 0 | Mth | 145000 | 0000 | IDR | General | 0 | 11313 | Material | N | N | N | ""
9149 | 820026-0000 | Cost Jointer |  | 2014-04-22 13:56:50 | 0 | Mth | 0 | 0000 | IDR | General | 0 | 11313 | Material | N | N | N | ""
9148 | 820025-0000 | Cost Project Admin |  | 2014-04-22 13:56:08 | 0 | Mth | 100000 | 0000 | IDR | General | 0 | 11313 | Material | N | N | N | ""
9147 | 820024-0000 | Cost Project Control |  | 2014-04-22 13:54:42 | 0 | Mth | 0 | 0000 | IDR | General | 0 | 11313 | Material | N | N | N | ""
9145 | 820023-0000 | Cost Project Manager |  | 2014-04-22 11:26:52 | 0 | Mth | 0 | 0000 | IDR | General | 0 | 11313 | Material | N | N | N | ""
11505 | 611160-0000 | Counter Meter |  | 2019-09-16 10:23:29 | 0 | Set | 4940000 | 0000 | IDR | General | 0 | 0 | Material | N | N | N | ""
10580 | 313278-0000 | Counter Weight |  | 2017-03-27 18:47:54 | 0 | Kg | 250000 | 0000 | IDR | General | 0 | 0 | Material | N | N | N | ""
12321 | 211462-0000 | Counterweight 30 Kg For Insulator String Set |  | 2024-04-27 09:47:25 | 0 | Set | 1614496 | 0000 | IDR | General | 0 | 0 | Material | N | N | N | ""
11912 | 211389-0000 | Couplers |  | 2021-09-24 13:43:30 | 0 | Pcs | 55.39 | 0000 | USD | General | 0 | 0 | Material | N | N | N | ""
9441 | 211055-0000 | Cover Cable Tray Elbow 90 W300 |  | 2014-09-02 10:24:47 | 0 | Pcs | 59420 | 0000 | IDR | General | 129000 | 11694 | Material | N | N | N | ""
9194 | 211040-0000 | Cover Cable Tray W150 mm |  | 2016-11-23 09:13:11 | 0 | Mtr | 19807 | 0000 | IDR | General | 52000 | 13387 | Material | N | N | N | ""
9439 | 211053-0000 | Cover Cable Tray W300 mm |  | 2014-09-02 10:22:20 | 0 | Mtr | 86666.67 | 0000 | IDR | General | 86666.67 | 11694 | Material | N | N | N | ""
9195 | 211041-0000 | Cover Clamp W150 |  | 2014-04-25 11:03:44 | 0 | Pcs | 11000 | 0000 | IDR | General | 11000 | 11313 | Material | N | N | N | ""
9443 | 211057-0000 | Cover Clip (Tray) |  | 2014-09-02 10:27:55 | 0 | Pcs | 15000 | 0000 | IDR | General | 15000 | 11694 | Material | N | N | N | ""
8470 | 610007-0000 | Cover Joint for zebra Conductor |  | 2013-09-17 18:59:09 | 0 | ea | 1200 | 0000 | USD | General | 1200 | 11455 | Material | N | N | N | ""
11028 | 313385-0000 | COYOTE JOINT BOX for OPGW |  | 2017-11-16 15:24:49 | 0 | Pcs | 8499390 | 0000 | IDR | General | 0 | 7210220 | Material | N | N | N | ""
12721 | 413219-0000 | CPU Module for Multiplexer SDH |  | 2025-09-29 17:18:00 | 0 | Set | 52100000 | 0000 | IDR | General | 0 | 0 | Material | N | N | N | ""
10464 | 610007-TSE0 | Cradle Reel Elevator |  | 2016-12-21 21:01:25 | 0 | Pcs | 8127857.25 | TSE0 | IDR | TSE | 0 | 0 | Material | N | N | N | ""
12751 | 313785-0000 | Crimping Tools RJ45 |  | 2025-10-14 14:32:11 | 0 | Pcs | 180000 | 0000 | IDR | General | 0 | 0 | Material | N | N | N | ""
11857 | 611203-0000 | Cross Bit dia.40 cm |  | 2021-09-19 15:26:14 | 0 | Unit | 2850000 | 0000 | IDR | General | 0 | 0 | Material | N | N | N | ""
12483 | 313669-0000 | Cubicle 8 PT, 2200x800x800 mm (HxWxD), IP 42, powder-coated, made from 2.5 mm SPHC. |  | 2024-11-07 14:09:35 | 0 | Set | 15750000 | 0000 | IDR | General | 0 | 0 | Material | N | N | N | ""
9777 | 323103-0000 | CUBICLE AND ACCESSORIES |  | 2015-02-03 14:36:04 | 0 | Set | 0 | 0000 | IDR | General | 0 | 12502 | Material | N | N | N | ""
9786 | 313164-0000 | CUBICLE AND ACCESSORIES |  | 2015-02-03 14:47:48 | 0 | Set | 0 | 0000 | USD | General | 0 | 12502 | Material | N | N | N | ""
12250 | 611315-0000 | curing compound liquid |  | 2023-05-17 18:02:39 | 0 | Ltr | 23000 | 0000 | IDR | General | 0 | 0 | Material | N | N | N | ""
12729 | 313764-0000 | Current Test Block, 6.6A rating, 10-pole type, suitable for current injection and relay applications |  | 2025-10-08 11:30:04 | 0 | Pcs | 1199000 | 0000 | IDR | General | 0 | 0 | Material | N | N | N | ""
9676 | 111310-0000 | Current Transformer |  | 2015-02-02 18:15:24 | 0 | Set | 96250000 | 0000 | IDR | General | 20126128.7 | 12502 | Material | N | N | N | ""
9677 | 111311-0000 | Current Transformer 70 kV |  | 2015-02-02 18:16:44 | 0 | Set | 16411854 | 0000 | IDR | General | 0 | 12502 | Material | N | N | N | ""
12078 | 720054-0000 | Custom Clearance |  | 2022-02-12 09:33:41 | 0 | Ls | 205000000 | 0000 | IDR | General | 0 | 0 | Material | N | N | N | ""
10378 | 313238-0000 | Custom clearence FCL material CT, CVT dan LT |  | 2016-09-28 11:30:26 | 0 | Ls | 3500000 | 0000 | IDR | General | 0 | 13103 | Material | N | N | N | ""
10379 | 313239-0000 | Custom clearence LCL Material LA |  | 2016-09-28 11:30:45 | 0 | Ls | 0 | 0000 |  | General | 0 | 13103 | Material | N | N | N | ""
10166 | 720036-0000 | Custrom clearence and transportation |  | 2016-03-08 14:46:49 | 0 | Ls | 29650000 | 0000 | IDR | General | 0 | 0 | Material | N | N | N | ""
8250 | 423017-0000 | Cut Over and Jointing secondary cables |  | 2013-07-26 13:24:23 | 0 | Core | 0 | 0000 | IDR | General | 0 | 9991 | Material | N | N | N | ""
11457 | 211262-0000 | Cutting Whell |  | 2019-08-15 15:01:12 | 0 | Unit | 1412612.61 | 0000 | IDR | General | 0 | 0 | Material | N | N | N | ""
8383 | 820014-0000 | Daily Worker |  | 2013-08-20 11:35:25 | 0 | Day | 300000 | 0000 | IDR | General | 0 | 10301 | Material | N | N | N | ""
8813 | 313044-0000 | Damper for Conductor ACSR 240 / 40 mm2 |  | 2016-11-15 10:03:10 | 0 | Pcs | 0 | 0000 | IDR | General | 0 | 11916 | Material | N | N | N | ""
10396 | 313245-0000 | Damper for GSW 55 mm2 |  | 2016-11-15 10:03:54 | 0 | Pcs | 0 | 0000 |  | General | 0 | 0 | Material | N | N | N | ""
10397 | 313246-0000 | Damper for OPGW |  | 2016-11-15 10:04:57 | 0 | Pcs | 0 | 0000 |  | General | 0 | 0 | Material | N | N | N | ""
10339 | 424163-0000 | Dana percepatan dan Perbaikan Feeder Tasikmalaya |  | 2016-09-13 14:12:02 | 0 | Ls | 0 | 0000 |  | General | 0 | 0 | Material | N | N | N | ""
9597 | 129116-0000 | Dana Percepatan Penyelesaian Civil Works |  | 2015-01-19 17:53:38 | 0 | Ls | 0 | 0000 | IDR | General | 0 | 12510 | Material | N | N | N | ""
11090 | 313416-0000 | Danger Plate with fixing facilities |  | 2018-04-05 17:52:13 | 0 | Pcs | 285000 | 0000 | IDR | General | 0 | 0 | Material | N | N | N | ""
8589 | 111231-0000 | Danger Plate with fixing facilities (2 sets per tower) |  | 2013-10-04 08:04:45 | 0 | Twr | 575000 | 0000 | IDR | General | 0 | 11132 | Material | N | N | N | ""
12109 | 211421-0000 | Danger Plate with fixing facilities (2 sets per tower) Ukr 200 mm x 300 mm |  | 2022-06-28 12:07:03 | 0 | Twr | 0 | 0000 |  | General | 0 | 0 | Material | N | N | N | ""
12113 | 211423-0000 | Danger Plate with fixing facility 200 mm x 300 mm |  | 2022-06-28 13:34:56 | 0 | Pcs | 150000 | 0000 | IDR | General | 0 | 0 | Material | N | N | N | ""
7666 | 310060-EPST | DC Exhaust Fan APM 315 |  |  | 0 | Set | 0 | EBM P | "" | "" | 0 | 0 | Material | N | N | N
9979 | 413151-0000 | DC-OF-SM-24 Kabel Duct Fiber Optik single mode 24 core G 652 D |  | 2015-08-13 14:19:21 | 0 | Mtr | 7500 | 0000 | IDR | General | 9000 | 13518 | Material | N | N | N | ""
8450 | 424038-0000 | DD-BM , Duct installation by boring method, manual or machine 1 way |  | 2013-09-10 12:08:53 | 0 | Mtr | 62500 | 0000 | IDR | General | 62500 | 11194 | Material | N | N | N | ""
8448 | 424036-0000 | DD-BM-HDPE1 , Boring (manually or machine) for HDPE pipe 40 mm outer diameter, 33 mm inside diameter and 1,5 meter depth 1 way |  | 2013-09-10 12:06:40 | 0 | Mtr | 26822.7 | 0000 | IDR | General | 20000 | 11194 | Material | N | N | N | ""
8449 | 424037-0000 | DD-BM-HDPE2 , Boring (manually or machine) for HDPE pipe 40 mm outer diameter, 33 mm inside diameter and 1,5 meter depth 2 way |  | 2013-09-10 12:07:39 | 0 | Mtr | 1571.4 | 0000 | IDR | General | 36458 | 11194 | Material | N | N | N | ""
8170 | 424018-0000 | DD-HDPE -1 Pemasangan HDPE 33 mm pada rute kabel 1 pipa |  | 2013-07-10 14:11:44 | 0 | Mtr | 1309.5 | 0000 | IDR | General | 200 | 9982 | Material | N | N | N | ""
10215 | 424150-0000 | DD-RV Perbaiakn Route Duct/HDPE 1 pipa |  | 2016-06-22 15:51:01 | 0 | Mtr | 32606 | 0000 | IDR | General | 0 | 0 | Material | N | N | N | ""
8527 | 310065-0000 | Dead End Clamp (Tension) |  | 2013-10-02 11:23:35 | 0 | Set | 3500000 | 0000 | IDR | General | 6500 | 11132 | Material | N | N | N | ""
11623 | 313506-0000 | Dead End Grip Full Tension for OPGW 100 mm2 |  | 2020-05-30 17:41:27 | 0 | Pcs | 183000 | 0000 | IDR | General | 0 | 0 | Material | N | N | N | ""
9587 | 413119-0000 | Deadend Clamp set type capit |  | 2014-12-11 09:26:18 | 0 | Pcs | 23000 | 0000 | IDR | General | 23000 | 12200 | Material | N | N | N | ""
10344 | 221039-0000 | Delivery Material dari Warehouse ke Drop Zone |  | 2016-09-15 17:09:10 | 0 | Kg | 0 | 0000 |  | General | 0 | 0 | Material | N | N | N | ""
10298 | 413187-0000 | Dell Power Edge R720 Power Supply, 750 WP, RDNT, FLX, V2 |  | 2016-09-07 17:09:41 | 0 | Unit | 5100000 | 0000 | IDR | General | 0 | 0 | Material | N | N | N | ""
11079 | 129344-0000 | demolish existing fence |  | 2018-03-22 11:57:43 | 0 | Ls | 3656250 | 0000 | IDR | General | 0 | 0 | Material | N | N | N | ""
11422 | 111509-0000 | Dempul/Pelamir |  | 2019-07-22 09:42:29 | 0 | Klg | 168000 | 0000 | IDR | General | 0 | 0 | Material | N | N | N | ""
12654 | 720116-0000 | Demurrage Container 20 Ft |  | 2025-06-13 17:22:17 | 0 | Day | 0 | 0000 |  | General | 0 | 0 | Material | N | N | N | ""
10729 | 129235-0000 | Dengan Tiang PJU yang digalvanis tinggi 9 m lengkap dengan |  | 2017-08-03 18:45:20 | 0 | Pcs | 4700000 | 0000 | IDR | General | 0 | 0 | Material | N | N | N | ""
11126 | 129347-0000 | Design engineering |  | 2018-05-30 11:49:57 | 0 | Ls | 81500000 | 0000 | IDR | General | 0 | 0 | Material | N | N | N | ""
12652 | 720114-0000 | Detention Container 20 Ft |  | 2025-06-13 17:17:25 | 0 | Day | 0 | 0000 |  | General | 0 | 0 | Material | N | N | N | ""
12653 | 720115-0000 | Detention Container 40 Ft |  | 2025-06-13 17:20:57 | 0 | Day | 95000 | 0000 | IDR | General | 0 | 0 | Material | N | N | N | ""
11311 | 720049-0000 | Dexlite |  | 2019-03-19 12:00:07 | 0 | Ltr | 14700 | 0000 | IDR | General | 0 | 0 | Material | N | N | N | ""
8474 | 610010-0000 | DIES ACSR Zebra 435 55 mm2 Dead End for Alumunium Compression |  | 2013-09-18 15:46:02 | 0 | ea | 2375000 | 0000 | IDR | General | 252 | 11455 | Material | N | N | N | ""
8475 | 610011-0000 | DIES ACSR Zebra 435 55 mm2 Dead End for Steel Core Compression |  | 2013-09-18 15:48:31 | 0 | ea | 962200 | 0000 | IDR | General | 252 | 11455 | Material | N | N | N | ""
10503 | 610019-TSE0 | Dies Dove ACSR Aluminium |  | 2016-12-22 00:11:27 | 0 | Set | 962200 | TSE0 | IDR | TSE | 0 | 0 | Material | N | N | N | ""
10456 | 210001-DNFG | Dies Dove ACSR Aluminium |  | 2016-12-21 22:22:13 | 0 | Set | 0 | DNFG |  | Dong Fang | 0 | 13355 | Material | N | N | N | ""
10497 | 610015-TSE0 | Dies Dove Steel ACSR |  | 2016-12-21 22:28:31 | 0 | Pcs | 0 | TSE0 |  | TSE | 0 | 0 | Material | Y | N | N | ""
10507 | 610020-TSE0 | Dies Dove Steel ACSR |  | 2016-12-22 09:05:26 | 0 | Pcs | 3250000 | TSE0 | IDR | TSE | 0 | 0 | Material | N | N | N | ""
8476 | 610012-0000 | DIES GSW 95 mm2 Dead End for Steel Core Compression |  | 2013-09-18 15:49:38 | 0 | ea | 126 | 0000 | USD | General | 126 | 11455 | Material | N | N | N | ""
10455 | 210001-TSE0 | Dies Hawk ACSR Alumunium |  | 2016-12-21 22:23:20 | 0 | Set | 962200 | TSE0 | IDR | TSE | 0 | 13355 | Material | N | N | N | ""
10496 | 610014-TSE0 | Dies Hawk Steel ACSR |  | 2016-12-21 22:25:28 | 0 | Pcs | 0 | TSE0 |  | TSE | 0 | 0 | Material | Y | N | N | ""
10508 | 610021-TSE0 | Dies Hawk Steel ACSR |  | 2016-12-22 09:06:34 | 0 | Pcs | 3250000 | TSE0 | IDR | TSE | 0 | 0 | Material | N | N | N | ""
12000 | 611268-0000 | Digital Earth Tester |  | 2021-12-12 12:11:13 | 0 | Unit | 250000 | 0000 | IDR | General | 0 | 0 | Material | N | N | N | ""
11063 | 313407-0000 | Digital Fault Recorder |  | 2018-03-16 15:43:09 | 0 | Set | 642220000 | 0000 | IDR | General | 0 | 0 | Material | N | N | N | ""
9774 | 323102-0000 | DIGITAL PLC TERMINAL - POWER TRANSMISSION 50 WATTS - TRANSMMISSION SPEED UP TO 76.8 KBIT/S - PROGRAMMABLE FREQUENCY RANGE 3 UNCOMPRESSED VOICE CHANNELS - DIGITAL DATA CHANNEL - SERVICE TELEPHONE |  | 2015-02-03 14:32:31 | 0 | Set | 0 | 0000 | IDR | General | 0 | 12502 | Material | N | N | N | ""
9783 | 313163-0000 | DIGITAL PLC TERMINAL - POWER TRANSMISSION 50 WATTS - TRANSMMISSION SPEED UP TO 76.8 KBIT/S - PROGRAMMABLE FREQUENCY RANGE 3 UNCOMPRESSED VOICE CHANNELS - DIGITAL DATA CHANNEL - SERVICE TELEPHONE |  | 2015-02-03 14:44:22 | 0 | Set | 39700 | 0000 | USD | General | 39700 | 12502 | Material | N | N | N | ""
10098 | 323137-0000 | DIGITAL PLC TERMINAL - POWER TRANSMISSION 50 WATTS - TRANSMMISSION SPEED UP TO 76.8 KBIT/S - PROGRAMMABLE FREQUENCY RANGE 3 UNCOMPRESSED VOICE CHANNELS - DIGITAL DATA CHANNEL - SERVICE TELEPHONE. Incl. LMU,Te |  | 2015-12-14 13:37:08 | 0 | Set | 10025000 | 0000 | IDR | General | 0 | 0 | Material | N | N | N | ""
12371 | 413212-0000 | Digital Teleprotection |  | 2024-05-19 13:48:33 | 0 | Unit | 145295000 | 0000 | IDR | General | 0 | 0 | Material | N | N | N | ""
10957 | 413195-0000 | Digital TP |  | 2017-09-13 10:46:42 | 0 | Set | 77442400 | 0000 | IDR | General | 0 | 0 | Material | N | N | N | ""
10949 | 413193-0000 | DIGSI SOFTWARE |  | 2017-09-12 15:13:32 | 0 | lot | 37044000 | 0000 | IDR | General | 0 | 0 | Material | N | N | N | ""
12490 | 313676-0000 | DIN Rail |  | 2024-11-07 15:02:57 | 0 | Mtr | 108260.83 | 0000 | IDR | General | 0 | 0 | Material | N | N | N | ""
10490 | 611100-0000 | Dinamo Meter Digital |  | 2016-12-21 21:54:59 | 0 | Pcs | 7750000 | 0000 | IDR | General | 0 | 0 | Material | N | N | N | ""
9685 | 111319-0000 | Disconnecting /& Earthing Switches (DS/E) |  | 2015-02-02 18:27:16 | 0 | Set | 142952400 | 0000 | IDR | General | 25786847.1 | 12502 | Material | N | N | N | ""
9683 | 111317-0000 | Disconnecting Switches (DS) |  | 2015-02-02 18:25:08 | 0 | Set | 57519456 | 0000 | IDR | General | 16938505.45 | 12502 | Material | N | N | N | ""
9684 | 111318-0000 | Disconnecting Switches (DS) 70 kV |  | 2015-02-02 18:26:19 | 0 | Set | 75000 | 0000 | IDR | General | 0 | 12502 | Material | N | N | N | ""
9490 | 424079-0000 | Dismantle Cable Tray |  | 2014-10-10 09:58:10 | 3900 | Mtr | 0 | 0000 | IDR | General | 0 | 12020 | Material | Y | N | N | ""
9487 | 424076-0000 | Dismantle Coaxial Feeder Cable |  | 2014-10-10 09:48:15 | 2700 | Mtr | 6200000 | 0000 | IDR | General | 6200000 | 12020 | Material | Y | N | N | ""
9489 | 424078-0000 | Dismantle Indoor Antenna |  | 2014-10-10 09:53:01 | 7800 | Pcs | 7000000 | 0000 | IDR | General | 0 | 12020 | Material | Y | N | N | ""
9488 | 424077-0000 | Dismantle Splitter/Coupler/Combiner |  | 2014-10-10 09:51:40 | 11400 | Pcs | 0 | 0000 | IDR | General | 0 | 12020 | Material | Y | N | N | ""
11778 | 221051-0000 | Dismantle Tower Emergency |  | 2021-03-23 15:06:16 | 0 | Ls | 10500000 | 0000 | IDR | General | 0 | 0 | Material | N | N | N | ""
10672 | 129222-0000 | Dismantle Tower PLN 275 Kv |  | 2017-07-20 10:16:04 | 0 | Kg | 12200000 | 0000 | IDR | General | 0 | 0 | Material | N | N | N | ""
11050 | 129340-0000 | Dismantling Materials and Accessories Conductor |  | 2018-03-09 10:23:18 | 0 | Km | 40697674.42 | 0000 | IDR | General | 0 | 0 | Material | N | N | N | ""
11049 | 129339-0000 | Dismantling Materials and Accessories Tower |  | 2018-03-09 10:22:07 | 0 | Twr | 1350 | 0000 | IDR | General | 0 | 0 | Material | N | N | N | ""
11051 | 129341-0000 | Dismantling Tower Foundations |  | 2018-03-09 10:24:14 | 0 | Twr | 2500000 | 0000 | IDR | General | 0 | 0 | Material | N | N | N | ""
10427 | 810027-0000 | Divider 1-20 |  | 2016-11-24 09:26:01 | 0 | Pcs | 26700 | 0000 | IDR | General | 0 | 0 | Material | N | N | N | ""
10426 | 810026-0000 | Divider 1-31 |  | 2016-11-24 09:25:26 | 0 | Pcs | 27750 | 0000 | IDR | General | 0 | 0 | Material | N | N | N | ""
10099 | 323138-0000 | Documentation |  | 2015-12-14 13:45:59 | 0 | lot | 20000 | 0000 | IDR | General | 0 | 0 | Material | N | N | N | ""
11122 | 313434-0000 | Dogbone damper TACSR 410 mm incl. Protection Rods |  | 2018-05-23 11:32:00 | 0 | Set | 650000 | 0000 | IDR | General | 0 | 0 | Material | N | N | N | ""
10417 | 211102-0000 | Dogbone Vibration Damper for ACSR 240/40 |  | 2016-11-23 14:28:39 | 0 | Set | 279944 | 0000 | IDR | General | 0 | 0 | Material | N | N | N | ""
10418 | 211103-0000 | Dogbone Vibration Damper for OPGW 60 |  | 2016-11-23 14:29:12 | 0 | Set | 180450 | 0000 | IDR | General | 0 | 0 | Material | N | N | N | ""
9387 | 313078-0000 | DOGBONE VIBRATION DAMPER GSW 55mm2 AS |  | 2014-08-07 18:16:27 | 0 | Set | 292740 | 0000 | IDR | General | 16 | 11666 | Material | N | N | N | ""
8456 | 210045-0000 | Dogkrak |  | 2013-09-10 14:35:37 | 0 | Set | 0 | 0000 | IDR | General | 0 | 11194 | Material | N | N | N | ""
9409 | 810006-0000 | Dokumen tender |  | 2014-08-27 15:22:43 | 0 | Ls | 12564000 | 0000 | IDR | General | 0 | 11684 | Material | N | N | N | ""
11396 | 111499-0000 | dolken |  | 2019-06-27 17:25:47 | 0 | btg | 45000 | 0000 | IDR | General | 0 | 0 | Material | N | N | N | ""
10279 | 620012-0000 | Domain and Hosting |  | 2016-08-08 13:17:32 | 0 | Yr | 0 | 0000 |  | General | 0 | 0 | Material | N | N | N | ""
7437 | 410083-0000 | Dome Closure 12 core |  |  | 0 | Set | 0 | Gener |  |  | 0 | 0 |  | N | N | N
7438 | 410084-0000 | Dome Closure 48 core |  |  | 0 | Set | 0 | Gener |  |  | 0 | 0 |  | N | N | N
10184 | 413171-0000 | Dome Closure Joint Box - 24 Core |  | 2016-05-10 10:08:24 | 0 | Set | 1206631 | 0000 | IDR | General | 0 | 0 | Material | N | N | N | ""
9479 | 820061-0000 | Donation |  | 2014-10-01 10:09:46 | 0 | Ls | 0 | 0000 | IDR | General | 0 | 11973 | Material | N | N | N | ""
11660 | 910001-0000 | Dongle Electronic |  | 2020-09-21 12:51:47 | 0 | Pcs | 1500000 | 0000 | IDR | General | 0 | 0 | Material | N | N | N | ""
9589 | 211071-0000 | Dongyang Breaker Adapter Ste |  | 2014-12-12 15:04:28 | 0 | Pcs | 200000 | 0000 | IDR | General | 200000 | 12200 | Material | N | N | N | ""
9588 | 211070-0000 | Dongyang Breaker Hydraulic Hose |  | 2014-12-12 15:03:34 | 0 | Pcs | 1800000 | 0000 | IDR | General | 1800000 | 12200 | Material | N | N | N | ""
9573 | 211069-0000 | Dongyang Chisel Moil Point Type D90/06D-01 |  | 2014-12-03 17:40:05 | 0 | Pcs | 5300000 | 0000 | IDR | General | 4851000 | 12158 | Material | N | N | N | ""
12124 | 211426-0000 | Door Seal |  | 2022-07-19 14:11:54 | 0 | Set | 700000 | 0000 | IDR | General | 0 | 0 | Material | N | N | N | ""
12569 | 313716-0000 | Door Switch |  | 2025-01-17 16:34:32 | 0 | Pcs | 52300 | 0000 | IDR | General | 0 | 0 | Material | N | N | N | ""
10435 | 211115-0000 | Double Eye Link |  | 2016-11-29 09:34:43 | 0 | Pcs | 0 | 0000 |  | General | 0 | 0 | Material | N | N | N | ""
11237 | 211188-0000 | Double head mesh shock for 29-38mm, PN C07.S.3 |  | 2019-01-18 15:49:46 | 0 | Pcs | 1700000 | 0000 | IDR | General | 0 | 0 | Material | N | N | N | ""
11389 | 611142-0000 | Double Landyard with Absorber |  | 2019-06-17 13:25:00 | 0 | Set | 120000 | 0000 | IDR | General | 0 | 0 | Material | N | N | N | ""
10511 | 610019-DNFG | Double Line Cart 400 MM SFS1-400 |  | 2016-12-23 11:11:02 | 0 | Pcs | 7560000 | DNFG | IDR | Dong Fang | 0 | 0 | Material | N | N | N | ""
11541 | 211268-0000 | double naple |  | 2019-11-04 15:54:03 | 0 | Pcs | 10000 | 0000 | IDR | General | 0 | 0 | Material | N | N | N | ""
12707 | 313760-0000 | Double Pole Switch |  | 2025-08-15 18:37:32 | 0 | Pcs | 22000 | 0000 | IDR | General | 0 | 0 | Material | N | N | N | ""
12323 | 313603-0000 | Double Suspension String Set 120 kN For Conductor 1 x ACSR 250mm2 |  | 2024-04-27 09:55:46 | 0 | Set | 2575044 | 0000 | IDR | General | 0 | 0 | Material | N | N | N | ""
10566 | 313264-0000 | Double suspension string set 120 kN with fog type (string set min. 240 KN) |  | 2017-03-27 17:19:41 | 0 | Set | 2832824.86 | 0000 | IDR | General | 0 | 0 | Material | N | N | N | ""
10916 | 211138-0000 | Double Suspension String Set for ACSR Hawk 240/40 sqmm |  | 2017-08-04 17:38:57 | 0 | Set | 2077977 | 0000 | IDR | General | 0 | 0 | Material | N | N | N | ""
10078 | 313214-0000 | Double tape |  | 2015-11-30 15:15:55 | 0 | Pcs | 12040.54 | 0000 | IDR | General | 0 | 0 | Material | N | N | N | ""
9390 | 313081-0000 | Double Tension l x ACSR 240/40, 16 mm Couple |  | 2014-08-07 19:12:47 | 0 | Set | 1890510 | 0000 | IDR | General | 199.03 | 11666 | Material | N | N | N | ""
11630 | 313511-0000 | Double tension set for ACCC Lisbon 310 mm, deand end clamp, arching horn, w/o disk insulator |  | 2020-07-22 15:40:08 | 0 | Set | 10930725 | 0000 | IDR | General | 0 | 0 | Material | N | N | N | ""
9606 | 313105-0000 | Double tension string 120kN min 4250mm creepage distance for HTLS 2x1000A (ACCC) |  | 2015-01-27 13:29:16 | 0 | Set | 0 | 0000 | USD | General | 0 | 12510 | Material | N | N | N | ""
9928 | 313179-0000 | Double Tension String for Conductor 2xTACSR 410 UTS 210kN |  | 2015-06-19 16:00:40 | 0 | Set | 3982825 | 0000 | IDR | General | 0 | 0 | Material | N | N | N | ""
12325 | 313605-0000 | Double Tension String Set 120 kN For Conductor 1 x ACSR 250mm2 |  | 2024-04-27 10:15:08 | 0 | Set | 2316569 | 0000 | IDR | General | 0 | 0 | Material | N | N | N | ""
10567 | 313265-0000 | Double tension string set 120 kN with fog type (string set min. 240 KN) |  | 2017-03-27 17:21:00 | 0 | Set | 3981763.67 | 0000 | IDR | General | 0 | 0 | Material | N | N | N | ""
11053 | 313398-0000 | Double tension string set 210 kN with fog type |  | 2018-03-09 10:29:31 | 0 | Set | 4171972.5 | 0000 | IDR | General | 0 | 0 | Material | N | N | N | ""
12381 | 313627-0000 | Double Tension string set for 2xAAC Lupine 1267 Sqmm, 120kN, w/o insulator, without turnbuckle, compression type |  | 2024-05-23 09:08:39 | 0 | Set | 4525825 | 0000 | IDR | General | 0 | 0 | Material | N | N | N | ""
10405 | 313254-0000 | Double Tension String Set for Conductor 240 / 40 mm2 |  | 2016-11-15 10:26:52 | 0 | Set | 2580512 | 0000 | IDR | General | 0 | 0 | Material | N | N | N | ""
11828 | 211337-0000 | Double Tension Stringset for Conductor 2xTACSR 410 |  | 2021-09-01 08:22:53 | 0 | Set | 4191265 | 0000 | IDR | General | 0 | 0 | Material | N | N | N | ""
11518 | 313487-0000 | Downlead Clamp |  | 2019-09-23 20:59:19 | 0 | Pcs | 0 | 0000 |  | General | 0 | 0 | Material | N | N | N | ""
11026 | 313383-0000 | DOWNLEAD CLAMP for Tension OPGW 60 RHL |  | 2017-11-16 15:30:25 | 0 | Pcs | 150758 | 0000 | IDR | General | 0 | 150758 | Material | N | N | N | ""
9710 | 111339-0000 | Drainage |  | 2015-02-02 18:58:13 | 0 | Mtr | 296875 | 0000 | IDR | General | 0 | 12502 | Material | N | N | N | ""
11476 | 129371-0000 | Drainase Air |  | 2019-09-02 22:23:47 | 0 | Ml | 380000 | 0000 | IDR | General | 0 | 0 | Material | N | N | N | ""
11077 | 111482-0000 | driven pile 30x30 cm |  | 2018-03-22 11:53:02 | 0 | Mtr | 0 | 0000 |  | General | 0 | 0 | Material | N | N | N | ""
12390 | 129460-0000 | Driven Pile Dia 40 cm |  | 2024-05-23 10:07:59 | 0 | Ml | 0 | 0000 |  | General | 0 | 0 | Material | N | N | N | ""
12346 | 111663-0000 | Driven Pile sq 30x30 cm (K-450, 8 dia 13) |  | 2024-05-16 10:12:39 | 0 | Mtr | 290000 | 0000 | IDR | General | 0 | 0 | Material | N | N | N | ""
10495 | 611102-0000 | Drone |  | 2016-12-21 22:00:38 | 0 | Pcs | 15500000 | 0000 | IDR | General | 0 | 0 | Material | N | N | N | ""
9810 | 413134-0000 | Drop Cable 2 Core |  | 2016-06-16 15:37:00 | 0 | Mtr | 3025 | 0000 | IDR | General | 3025 | 13322 | Material | N | N | N | ""
8455 | 210044-0000 | Drum Jack |  | 2013-09-10 14:34:56 | 0 | Set | 0 | 0000 | IDR | General | 0 | 11194 | Material | N | N | N | ""
11917 | 611219-0000 | Drum Kaleng Dia.40cm |  | 2021-09-29 15:09:04 | 0 | Unit | 80000 | 0000 | IDR | General | 0 | 0 | Material | N | N | N | ""
11836 | 111610-0000 | Drum Plastik 200 Liter |  | 2021-09-03 17:12:35 | 0 | Pcs | 229700 | 0000 | IDR | General | 0 | 0 | Material | N | N | N | ""
10451 | 610001-SAIN | Drum Stand |  | 2016-12-21 20:41:06 | 0 | Set | 9000000 | SAIN | IDR | Sahabat Indonesia | 0 | 0 | Material | N | N | N | ""
10034 | 410073-PACI | Dualband Combiner Din-F type for 2G & 3G |  | 2015-10-28 10:21:38 | 0 | Pcs | 2237891.25 | PACI | IDR | PACIFIC WAVE | 0 | 0 | Material | N | N | N | ""
10033 | 410003-COMB | Dualband Combiner Din-f Type for LTE |  | 2015-10-28 10:07:40 | 0 | Pcs | 4172910 | COMB | IDR | COMBA | 0 | 0 | Material | N | N | N | ""
9140 | 410002-Whub | Dualband Combiner, CH1 1800Mhz,CH2 2100Mhz |  | 2014-04-18 06:53:34 | 0 | Pcs | 260 | Whub | USD | Winhub | 260 | 11313 | Material | N | N | N | ""
7415 | 410066-PACI | Dualband Combiner, CH1=1800Mhz,CH2=2100Mhz |  |  | 0 | Pcs | 3328250 | Pacif | IDR |  | 250 | 0 |  | N | N | N
7414 | 410065-PACI | Dualband Combiner, CH1=900Mhz,CH2=1800Mhz |  |  | 0 | Pcs | 250 | Pacif | USD |  | 250 | 0 |  | N | N | N
9504 | 413098-0000 | Duct PVC/HDPE |  | 2016-02-05 10:23:06 | 0 | Btg | 0 | 0000 | IDR | General | 0 | 12210 | Material | N | N | N | ""
12711 | 413217-0000 | Dudukan LSA 10 baris stainless |  | 2025-09-04 16:55:47 | 0 | Set | 40000 | 0000 | IDR | General | 0 | 0 | Material | N | N | N | ""
9138 | 413056-0000 | Dummy Load 10 Watt Din(m) |  | 2014-04-18 06:38:20 | 0 | Pcs | 35 | 0000 | USD | General | 35 | 11313 | Material | N | N | N | ""
9123 | 413053-0000 | Dummy Load 10 Watt N(m) |  | 2014-09-05 14:33:39 | 0 | Pcs | 40 | 0000 | USD | General | 40 | 11510 | Material | N | N | N | ""
9466 | 413092-0000 | Dummy Load 25 Watt N(m) |  | 2014-09-05 14:35:29 | 0 | Pcs | 64 | 0000 | USD | General | 64 | 11694 | Material | N | N | N | ""
9586 | 413118-0000 | Dummy Load 30 Watt N(m) |  | 2016-03-02 09:28:01 | 0 | Pcs | 0 | 0000 | IDR | General | 864000 | 13407 | Material | N | N | N | ""
9122 | 413052-0000 | Dummy Load 5 Watt N(m) |  | 2014-09-05 14:34:20 | 0 | Pcs | 25 | 0000 | USD | General | 24 | 11510 | Material | N | N | N | ""
9137 | 413055-0000 | Dummy Load 50 Watt Din(m) |  | 2014-04-18 06:36:41 | 0 | Pcs | 736576 | 0000 | IDR | General | 70 | 11313 | Material | N | N | N | ""
9142 | 413057-0000 | Dummy Load 50 Watt N(m) |  | 2014-09-05 14:33:12 | 0 | Pcs | 850000 | 0000 | IDR | General | 85 | 11313 | Material | N | N | N | ""
11804 | 710007-0000 | Dump Truck |  | 2021-06-11 21:30:56 | 0 | Unit | 0 | 0000 |  | General | 0 | 0 | Material | N | N | N | ""
10466 | 610008-DNFG | Dupont Rope 8 MM |  | 2016-12-21 21:05:30 | 0 | Mtr | 6800 | DNFG | IDR | Dong Fang | 0 | 0 | Material | N | N | N | ""
10465 | 610007-DNFG | Dupont Rope D 16 mm |  | 2016-12-21 21:03:06 | 0 | Mtr | 12750 | DNFG | IDR | Dong Fang | 0 | 0 | Material | N | N | N | ""
7646 | 310040-0000 | Duradus Indoor |  |  | 0 | Pcs | 0 | Gener | "" | "" | 0 | 0 | Material | N | N | N
7647 | 310041-0000 | Duradus Outdoor |  |  | 0 | Pcs | 13000 | Gener | IDR | "" | 0 | 0 | Material | N | N | N
11673 | 313527-0000 | DVR 16 Channel |  | 2020-10-02 11:10:34 | 0 | Pcs | 3320000 | 0000 | IDR | General | 0 | 0 | Material | N | N | N | ""
12553 | 460001-0000 | DVR 8 channel |  | 2025-01-09 09:54:15 | 0 | Unit | 0 | 0000 |  | General | 0 | 0 | Material | N | N | N | ""
12422 | 211474-0000 | Dynabolt M10 ( Bolt & Nut ) Length 60mm |  | 2024-07-28 16:05:14 | 0 | Pcs | 3000 | 0000 | IDR | General | 0 | 0 | Material | N | N | N | ""
8712 | 211031-0000 | Dynabolt M12 ( Bolt & Nut ) |  | 2013-10-23 10:13:54 | 0 | Pcs | 1711.71 | 0000 | IDR | General | 3000 | 11366 | Material | N | N | N | ""
9198 | 211043-0000 | Dynabolt M6x5 |  | 2018-04-17 15:09:47 | 0 | Pcs | 2000 | 0000 | IDR | General | 4500 | 13828 | Material | N | N | N | ""
12724 | 413222-0000 | E1 Interface Module for SDH Multiplexer (incl. cables) |  | 2025-09-29 17:27:06 | 0 | Set | 38200000 | 0000 | IDR | General | 0 | 0 | Material | N | N | N | ""
10758 | 620017-0000 | Ear Plug |  | 2017-08-03 19:17:51 | 0 | Pcs | 35000 | 0000 | IDR | General | 0 | 0 | Material | N | N | N | ""
8810 | 313041-0000 | Earth Conductor Suspension Clamp for ACSR / AS 240/40 mm2 |  | 2013-12-16 16:52:51 | 0 | Set | 0 | 0000 | IDR | General | 0 | 11916 | Material | N | N | N | ""
8811 | 313042-0000 | Earth Conductor Tension Clamp for ACSR / AS 240/40 mm2 |  | 2013-12-16 16:58:20 | 0 | Set | 0 | 0000 | IDR | General | 0 | 11916 | Material | N | N | N | ""
10487 | 610013-DNFG | Earth Drill, SDZ5, 50kN |  | 2016-12-21 21:50:42 | 0 | Pcs | 774350 | DNFG | IDR | Dong Fang | 0 | 0 | Material | N | N | N | ""
11515 | 313484-0000 | Earth End Arching Horn |  | 2019-09-23 20:57:18 | 0 | Pcs | 163583 | 0000 | IDR | General | 0 | 0 | Material | N | N | N | ""
8545 | 313021-0000 | Earth Wire Tension String for GSW 55 mm2 |  | 2016-11-15 10:15:53 | 0 | Set | 0 | 0000 | IDR | General | 0 | 11132 | Material | N | N | N | ""
12358 | 211465-0000 | Earth Wire Tension String For GSW 70 mm2 |  | 2024-05-17 20:24:06 | 0 | Set | 0 | 0000 |  | General | 0 | 0 | Material | N | N | N | ""
12361 | 313623-0000 | Earth Wire Tension String For GSW 75 mm2 |  | 2024-05-17 21:39:00 | 0 | Mtr | 0 | 0000 |  | General | 0 | 0 | Material | N | N | N | ""
12362 | 211467-0000 | Earth Wire Tension String For GSW 75 mm2 |  | 2024-05-17 21:40:29 | 0 | Set | 1765000 | 0000 | IDR | General | 0 | 0 | Material | N | N | N | ""
10400 | 313249-0000 | Earth Wire Tension String for OPGW 60 mm2 |  | 2016-11-15 10:23:13 | 0 | Set | 686250 | 0000 | IDR | General | 0 | 0 | Material | N | N | N | ""
12074 | 313569-0000 | Earthing / Grounding Grid |  | 2022-01-27 16:37:13 | 0 | Set | 70000 | 0000 | IDR | General | 0 | 0 | Material | N | N | N | ""
8551 | 313027-0000 | Earthing angle comprising 4 sets of galvanized steel |  | 2013-10-03 17:21:49 | 0 | Set | 280000 | 0000 | IDR | General | 0 | 11132 | Material | N | N | N | ""
11091 | 313417-0000 | Earthing angle comprising of galvanized steel, lead wire, including all clamps |  | 2018-04-05 17:54:18 | 0 | Set | 0 | 0000 |  | General | 0 | 0 | Material | N | N | N | ""
11678 | 211312-0000 | Earthing Blades DS Bus Type T |  | 2020-10-06 20:19:41 | 0 | Set | 14821065.99 | 0000 | IDR | General | 0 | 0 | Material | N | N | N | ""
11679 | 211313-0000 | Earthing Blades DS Bus Type Y |  | 2020-10-06 20:22:29 | 0 | Set | 13774873.1 | 0000 | IDR | General | 0 | 0 | Material | N | N | N | ""
10439 | 211119-0000 | Earthing Block |  | 2016-11-29 09:38:39 | 0 | Pcs | 0 | 0000 |  | General | 0 | 0 | Material | N | N | N | ""
9629 | 313112-0000 | Earthing Grid |  | 2015-02-02 16:05:31 | 0 | bay | 75000000 | 0000 | IDR | General | 0 | 12502 | Material | N | N | N | ""
9724 | 323055-0000 | Earthing Grid |  | 2015-02-03 09:41:05 | 0 | bay | 7550000 | 0000 | IDR | General | 0 | 12502 | Material | N | N | N | ""
10568 | 313266-0000 | Earthwire conductor vibration damper for AS 70 mm2 |  | 2017-03-27 17:23:29 | 0 | Set | 320600 | 0000 | IDR | General | 0 | 0 | Material | N | N | N | ""
12332 | 313612-0000 | Earthwire conductor vibration damper for AS 75 mm2 |  | 2024-04-27 10:29:14 | 0 | Set | 204141 | 0000 | IDR | General | 0 | 0 | Material | N | N | N | ""
11625 | 313508-0000 | Earthwire conductor vibration damper for OPGW 100 mm2 |  | 2020-05-30 17:42:52 | 0 | Pcs | 396250 | 0000 | IDR | General | 0 | 0 | Material | N | N | N | ""
8550 | 313026-0000 | Earthwire conductor vibration damper for OPGW 60 mm2. |  | 2013-10-03 17:17:17 | 0 | Pcs | 255840 | 0000 | IDR | General | 260350 | 11132 | Material | N | N | N | ""
10569 | 313267-0000 | Earthwire conductor vibration damper for OPGW 70 mm2 |  | 2017-03-27 17:24:43 | 0 | Set | 338800 | 0000 | IDR | General | 0 | 0 | Material | N | N | N | ""
12327 | 313607-0000 | Earthwire conductor vibration damper for OPGW 75mm2 |  | 2024-04-27 10:21:02 | 0 | Set | 157569 | 0000 | IDR | General | 0 | 0 | Material | N | N | N | ""
11121 | 313433-0000 | Earthwire double tension AS 70 mm2 |  | 2018-05-23 11:29:49 | 0 | Set | 1804400 | 0000 | IDR | General | 0 | 0 | Material | N | N | N | ""
11212 | 211185-0000 | EARTHWIRE SINGLE TENSION GSW 55mm2, W/CDE, TBCL |  | 2018-12-03 10:26:02 | 0 | Set | 419297 | 0000 | IDR | General | 0 | 0 | Material | N | N | N | ""
10570 | 313268-0000 | Earthwire suspension clamps for AS 70 mm2 |  | 2017-03-27 17:26:52 | 0 | Set | 850040.1 | 0000 | IDR | General | 0 | 0 | Material | N | N | N | ""
12329 | 313609-0000 | Earthwire suspension clamps for AS 75 mm2 |  | 2024-04-27 10:24:49 | 0 | Set | 567790 | 0000 | IDR | General | 0 | 0 | Material | N | N | N | ""
9384 | 313075-0000 | Earthwire Suspension Clamps for GSW 55 mm AS, including Rods |  | 2014-08-07 18:08:25 | 0 | Set | 580560 | 0000 | IDR | General | 48.95 | 11666 | Material | N | N | N | ""
10571 | 313269-0000 | Earthwire suspension clamps for OPGW 70 mm2 |  | 2017-03-27 17:28:37 | 0 | Set | 330719 | 0000 | IDR | General | 0 | 0 | Material | N | N | N | ""
12328 | 313608-0000 | Earthwire suspension clamps for OPGW 75 mm2 |  | 2024-04-27 10:23:42 | 0 | Set | 971026 | 0000 | IDR | General | 0 | 0 | Material | N | N | N | ""
8558 | 313034-0000 | Earthwire suspension clamps for Optical Ground Wire (OPGW) 60 mm2 |  | 2013-10-04 00:01:03 | 0 | Set | 782280 | 0000 | IDR | General | 967400 | 11132 | Material | N | N | N | ""
10420 | 211105-0000 | Earthwire Suspension for GSW 55 |  | 2016-11-23 14:31:45 | 0 | Set | 259250 | 0000 | IDR | General | 0 | 0 | Material | N | N | N | ""
10572 | 313270-0000 | Earthwire tension clamps for AS 70 mm2 |  | 2017-03-27 17:31:06 | 0 | Set | 1900820 | 0000 | IDR | General | 0 | 0 | Material | N | N | N | ""
12331 | 313611-0000 | Earthwire tension clamps for AS 75 mm2 |  | 2024-04-27 10:27:22 | 0 | Set | 592675 | 0000 | IDR | General | 0 | 0 | Material | N | N | N | ""
8557 | 313033-0000 | Earthwire tension clamps for GSW 55 mm2 |  | 2013-10-04 00:00:12 | 0 | Set | 408425 | 0000 | IDR | General | 0 | 11132 | Material | N | N | N | ""
9385 | 313076-0000 | Earthwire Tension Clamps for GSW 55 mm2 AS |  | 2014-09-17 13:48:24 | 0 | Set | 522750 | 0000 | IDR | General | 33.95 | 11666 | Material | N | N | N | ""
12359 | 211466-0000 | Earthwire tension clamps for GSW 75 mm2 |  | 2024-05-17 20:29:01 | 0 | Set | 0 | 0000 |  | General | 0 | 0 | Material | N | N | N | ""
10573 | 313271-0000 | Earthwire tension clamps for OPGW 70 mm2 |  | 2017-03-27 17:33:19 | 0 | Set | 1209792 | 0000 | IDR | General | 0 | 0 | Material | N | N | N | ""
12330 | 313610-0000 | Earthwire tension clamps for OPGW 75 mm2 |  | 2024-04-27 10:26:30 | 0 | Set | 972191 | 0000 | IDR | General | 0 | 0 | Material | N | N | N | ""
8559 | 313035-0000 | Earthwire tension clamps for Optical Ground Wire (OPGW) 60 mm2 |  | 2013-10-04 00:01:54 | 0 | Set | 1581780 | 0000 | IDR | General | 879500 | 11132 | Material | N | N | N | ""
10423 | 211108-0000 | Earthwire Tension for OPGW 60 RHL |  | 2016-11-23 14:34:56 | 0 | Set | 0 | 0000 |  | General | 0 | 0 | Material | N | N | N | ""
10989 | 313378-0000 | Earthwire tension set for GSW 55SQmm, 70kN, bolted type |  | 2017-09-26 11:59:58 | 0 | Set | 26.91 | 0000 | USD | General | 0 | 13226 | Material | N | N | N | ""
10943 | 611110-0000 | ECM ( Engine Control Module ) |  | 2017-09-11 16:52:22 | 0 | Pcs | 14500000 | 0000 | IDR | General | 0 | 0 | Material | N | N | N | ""
12385 | 313631-0000 | Elbow Connector for 1 x AAC 1267sqmm To Terminal Pad 150x150 |  | 2024-05-23 09:29:50 | 0 | Pcs | 843200 | 0000 | IDR | General | 0 | 0 | Material | N | N | N | ""
12384 | 313630-0000 | Elbow Connector for 1 x AAC 1267sqmm To Terminal Pad 200x200 |  | 2024-05-23 09:27:10 | 0 | Pcs | 906525 | 0000 | IDR | General | 0 | 0 | Material | N | N | N | ""
12833 | 313831-0000 | Elbow Connector for 1 x TAL 660sqmm To Terminal Pad 100x100x20T |  | 2025-12-07 12:06:30 | 0 | Pcs | 626850 | 0000 | IDR | General | 0 | 0 | Material | N | N | N | ""
12832 | 313830-0000 | Elbow Connector for 1 x TAL 660sqmm To Terminal Pad 150x150x20T |  | 2025-12-07 11:41:29 | 0 | Pcs | 784350 | 0000 | IDR | General | 0 | 0 | Material | N | N | N | ""
12337 | 313617-0000 | Elbow Connector for 1 x TAL 850sqmm To Terminal Pad |  | 2024-04-27 18:21:53 | 0 | Pcs | 1271700 | 0000 | IDR | General | 0 | 0 | Material | N | N | N | ""
12339 | 313619-0000 | Elbow Connector for 1 x TAL 850sqmm To Terminal Pad 100x100 |  | 2024-04-27 18:44:17 | 0 | Pcs | 691594 | 0000 | IDR | General | 0 | 0 | Material | N | N | N | ""
12847 | 313843-0000 | Elbow Connector for 1 x TAL 850sqmm To Terminal Pad 100x100x20T |  | 2025-12-11 19:08:35 | 0 | Pcs | 691594 | 0000 | IDR | General | 0 | 0 | Material | N | N | N | ""
12849 | 313845-0000 | Elbow Connector for 1 x TAL 850sqmm To Terminal Pad 125x125x20T |  | 2025-12-12 06:18:14 | 0 | Pcs | 932217 | 0000 | IDR | General | 0 | 0 | Material | N | N | N | ""
12846 | 313842-0000 | Elbow Connector for 1 x TAL 850sqmm To Terminal Pad 150x150x20T |  | 2025-12-11 19:07:56 | 0 | Pcs | 0 | 0000 |  | General | 0 | 0 | Material | N | N | N | ""
12338 | 313618-0000 | Elbow Connector for 1 x TAL 850sqmm To Terminal Pad 200x100 |  | 2024-04-27 18:43:07 | 0 | Pcs | 775036 | 0000 | IDR | General | 0 | 0 | Material | N | N | N | ""
12817 | 313815-0000 | Elbow Connector for 2 x TAL 660sqmm To Terminal Pad 150x150x20T |  | 2025-12-07 10:05:26 | 0 | Pcs | 998100 | 0000 | IDR | General | 0 | 0 | Material | N | N | N | ""
12816 | 313814-0000 | Elbow Connector for 2 x TAL 660sqmm To Terminal Pad 200x100x20T |  | 2025-12-07 10:00:31 | 0 | Pcs | 989100 | 0000 | IDR | General | 0 | 0 | Material | N | N | N | ""
12829 | 313827-0000 | Elbow Connector for 2 x TAL 850sqmm To Terminal Pad 150x150x20T |  | 2025-12-07 11:24:20 | 0 | Pcs | 0 | 0000 |  | General | 0 | 0 | Material | N | N | N | ""
12826 | 313824-0000 | Elbow Connector for 2 x TAL 850sqmm To Terminal Pad 200x100x20T |  | 2025-12-07 11:02:03 | 0 | Pcs | 1071900 | 0000 | IDR | General | 0 | 0 | Material | N | N | N | ""
7689 | 210020-0000 | Elbow Pipa PVC 1.5 inch |  |  | 0 | Pcs | 2702.7 | Gener | IDR | "" | 0 | 0 | Material | N | N | N
7688 | 210019-0000 | Elbow Pipa PVC 2 inch |  |  | 0 | Pcs | 10000 | Gener | IDR | "" | 0 | 0 | Material | N | N | N
7690 | 210021-RUCC | Elbow Pipa PVC 2 inch |  |  | 0 | Pcs | 17000 | RUCIK | IDR | "" | 0 | 0 | Material | N | N | N
7691 | 210022-RUCC | Elbow Pipa PVC 4 inch |  |  | 0 | Pcs | 30631 | RUCIK | IDR | "" | 0 | 0 | Material | N | N | N
11577 | 211273-0000 | Elbow pvc 3 invh |  | 2020-02-11 14:12:25 | 0 | Pcs | 45000 | 0000 | IDR | General | 0 | 0 | Material | N | N | N | ""
11579 | 211275-0000 | elbow pvc 3/4 inch |  | 2020-02-11 14:15:39 | 0 | Pcs | 4000 | 0000 | IDR | General | 0 | 0 | Material | N | N | N | ""
12586 | 111682-0000 | Elbow PVC 6 inch |  | 2025-02-12 14:20:30 | 0 | Pcs | 158000 | 0000 | IDR | General | 0 | 0 | Material | N | N | N | ""
12588 | 211485-0000 | Elbow PVC 6 inch |  | 2025-02-12 14:22:32 | 0 | Pcs | 0 | 0000 |  | General | 0 | 0 | Material | N | N | N | ""
7638 | 310032-UNIB | Electrical Tape (Black) |  |  | 0 | Pcs | 9000 | Unibe | IDR | "" | 6000 | 0 | Material | N | N | N
7656 | 310050-0000 | Electrical Tape (Color) |  |  | 0 | Pcs | 0 | Gener | "" | "" | 0 | 0 | Material | N | N | N
10224 | 611052-0000 | Electricity Cost |  | 2016-07-14 14:41:23 | 0 | Mth | 23880299 | 0000 | IDR | General | 0 | 0 | Material | N | N | N | ""
11866 | 611212-0000 | Electro Motor 15 HP |  | 2021-09-19 15:43:13 | 0 | Unit | 8453250 | 0000 | IDR | General | 0 | 0 | Material | N | N | N | ""
12096 | 611301-0000 | Electro Motor 5 HP |  | 2022-05-12 17:21:23 | 0 | Unit | 4100000 | 0000 | IDR | General | 0 | 0 | Material | N | N | N | ""
12195 | 820115-0000 | Elektrokardiogram |  | 2023-03-15 19:16:52 | 0 | ea | 105000 | 0000 | IDR | General | 0 | 0 | Material | N | N | N | ""
10697 | 111447-0000 | Ember plastik |  | 2017-08-02 10:11:21 | 0 | Pcs | 15000 | 0000 | IDR | General | 0 | 0 | Material | N | N | N | ""
12789 | 111711-0000 | Emergency Shower & Eyewash |  | 2025-11-22 23:20:25 | 0 | Unit | 0 | 0000 |  | General | 0 | 0 | Material | N | N | N | ""
11885 | 211363-0000 | End Cap Adapter Galvanize |  | 2021-09-23 20:30:50 | 0 | Pcs | 283920 | 0000 | IDR | General | 0 | 0 | Material | N | N | N | ""
12587 | 211484-0000 | End Cap PVC 6 inch |  | 2025-02-12 14:21:21 | 0 | Pcs | 0 | 0000 |  | General | 0 | 0 | Material | N | N | N | ""
11637 | 313518-0000 | End Section Terminal Block 4/6 |  | 2020-07-28 16:18:12 | 0 | Pcs | 6440 | 0000 | IDR | General | 0 | 0 | Material | N | N | N | ""
11638 | 313519-0000 | End Section Terminal Block 6/8 |  | 2020-07-28 16:19:36 | 0 | Pcs | 8798 | 0000 | IDR | General | 0 | 0 | Material | N | N | N | ""
12334 | 313614-0000 | Energy Meter For Monitoring Power In and Out on the OHL |  | 2024-04-27 12:06:45 | 0 | Unit | 75000000 | 0000 | IDR | General | 0 | 0 | Material | N | N | N | ""
12335 | 313615-0000 | Energy Meter For Monitoring Power In and Out on the OHL 150 kV |  | 2024-04-27 13:00:29 | 0 | Unit | 75000000 | 0000 | IDR | General | 0 | 0 | Material | N | N | N | ""
10763 | 323186-0000 | ENERGY METER FOR TRANSFORMER |  | 2017-08-03 19:24:38 | 0 | Set | 240425000 | 0000 | IDR | General | 0 | 0 | Material | N | N | N | ""
9666 | 313149-0000 | Energy Meter Panel consist of 1 sets Electronic Meter class 0.2 for 150 kV OHL feeder 2 stes, future line 0 set and for 20 kV Incoming 0 set, including Ethernet switch for connection to WAN |  | 2015-02-03 16:25:15 | 0 | Set | 396079000 | 0000 | IDR | General | 15000 | 12502 | Material | N | N | N | ""
9762 | 323093-0000 | Energy Meter Panel consist of 1 sets Electronic Meter class 0.2 for 150 kV OHL feeder 2 stes, future line 0 set and for 20 kV Incoming 1 set (complete with 5 sets metering Per-Panel as required) including Ethernet switch for |  | 2015-02-03 14:15:47 | 0 | Set | 4576000 | 0000 | IDR | General | 0 | 12502 | Material | N | N | N | ""
12027 | 611286-0000 | Engine Gasoline 5.5 Hp |  | 2022-01-09 16:26:49 | 0 | Unit | 2727272.73 | 0000 | IDR | General | 0 | 0 | Material | N | N | N | ""
11647 | 611172-0000 | Engine Oil Filter |  | 2020-08-25 13:26:06 | 0 | Pcs | 135000 | 0000 | IDR | General | 0 | 0 | Material | N | N | N | ""
12429 | 111673-0000 | Engsel Besi Pintu |  | 2024-08-09 14:57:29 | 0 | Pcs | 25000 | 0000 | IDR | General | 0 | 0 | Material | N | N | N | ""
8183 | 820009-0000 | Entertainment |  | 2013-07-11 10:28:56 | 0 | Ls | 220000 | 0000 | IDR | General | 0 | 9982 | Material | N | N | N | ""
8351 | 820011-0000 | Equipment Rent |  | 2013-08-05 11:39:42 | 0 | Ls | 4400000 | 0000 | IDR | General | 480000000 | 10270 | Material | N | N | N | ""
10346 | 221041-0000 | Erection All Risk |  | 2016-09-15 17:25:49 | 0 | Ls | 7940148 | 0000 | IDR | General | 0 | 0 | Material | N | N | N | ""
11445 | 129368-0000 | erection beam |  | 2019-07-29 15:33:32 | 0 | Kg | 1000 | 0000 | IDR | General | 0 | 0 | Material | N | N | N | ""
11446 | 129369-0000 | erection gantry |  | 2019-07-29 15:34:26 | 0 | Kg | 1200 | 0000 | IDR | General | 0 | 0 | Material | N | N | N | ""
11959 | 221053-0000 | Erection Guyed Mast Tower |  | 2021-10-24 22:45:56 | 0 | Kg | 1600 | 0000 | IDR | General | 0 | 0 | Material | N | N | N | ""
12125 | 611305-0000 | Erection JIB |  | 2022-07-19 15:20:33 | 0 | Set | 12540950 | 0000 | IDR | General | 0 | 0 | Material | N | N | N | ""
11960 | 221054-0000 | Erection SST Lattice Tower |  | 2021-10-24 22:49:36 | 0 | Kg | 1300 | 0000 | IDR | General | 0 | 0 | Material | N | N | N | ""
12374 | 323222-0000 | Erection Steel Structure |  | 2024-05-19 14:32:05 | 0 | Kg | 1200 | 0000 | IDR | General | 0 | 0 | Material | N | N | N | ""
11583 | 323206-0000 | Erection Tower Emergency |  | 2020-02-26 21:02:39 | 0 | Set | 9225000 | 0000 | IDR | General | 0 | 0 | Material | N | N | N | ""
10208 | 129144-0000 | Erection Tower T45 type EE |  | 2016-05-30 16:50:36 | 0 | Kg | 1198 | 0000 | IDR | General | 0 | 0 | Material | N | N | N | ""
10209 | 129145-0000 | Erection Tower T46 type DDR4+3 |  | 2016-05-30 17:03:29 | 0 | Kg | 1198 | 0000 | IDR | General | 0 | 13488 | Material | N | N | N | ""
11033 | 129338-0000 | Erection Tower Transmission Line 150kV |  | 2017-12-18 14:39:27 | 0 | Kg | 1250 | 0000 | IDR | General | 0 | 0 | Material | N | N | N | ""
8604 | 129027-0000 | Erection Tower Type AA - 3 |  | 2016-09-08 17:12:01 | 0 | Kg | 1300 | 0000 | IDR | General | 0 | 11132 | Material | N | N | N | ""
8605 | 129028-0000 | Erection Tower Type AA + 0 |  | 2016-09-08 17:12:55 | 0 | Kg | 1300 | 0000 | IDR | General | 0 | 11132 | Material | N | N | N | ""
8609 | 129032-0000 | Erection Tower Type AA + 12 |  | 2016-09-08 17:17:49 | 0 | Kg | 1200 | 0000 | IDR | General | 0 | 11132 | Material | N | N | N | ""
8610 | 129033-0000 | Erection Tower Type AA + 15 |  | 2016-09-08 17:18:49 | 0 | Kg | 1100 | 0000 | IDR | General | 0 | 11132 | Material | N | N | N | ""
8606 | 129029-0000 | Erection Tower Type AA + 3 |  | 2016-09-08 17:13:51 | 0 | Kg | 1555 | 0000 | IDR | General | 0 | 11132 | Material | N | N | N | ""
8607 | 129030-0000 | Erection Tower Type AA + 6 |  | 2016-09-08 17:15:04 | 0 | Kg | 1555 | 0000 | IDR | General | 0 | 11132 | Material | N | N | N | ""
8608 | 129031-0000 | Erection Tower Type AA + 9 |  | 2016-09-08 17:16:59 | 0 | Kg | 1555 | 0000 | IDR | General | 0 | 11132 | Material | N | N | N | ""
8611 | 129034-0000 | Erection Tower Type BB - 3 |  | 2016-09-08 17:21:14 | 0 | Kg | 0 | 0000 | IDR | General | 0 | 11132 | Material | N | N | N | ""
8612 | 129035-0000 | Erection Tower Type BB + 0 |  | 2016-09-08 17:22:26 | 0 | Kg | 1550 | 0000 | IDR | General | 0 | 11132 | Material | N | N | N | ""
8615 | 129038-0000 | Erection Tower Type BB + 12 |  | 2016-09-08 17:25:35 | 0 | Kg | 1555 | 0000 | IDR | General | 0 | 11132 | Material | N | N | N | ""
8616 | 129039-0000 | Erection Tower Type BB + 15 |  | 2016-09-08 17:26:42 | 0 | Kg | 1550 | 0000 | IDR | General | 0 | 11132 | Material | N | N | N | ""
8613 | 129036-0000 | Erection Tower Type BB + 6 |  | 2016-09-08 17:23:08 | 0 | Kg | 1555 | 0000 | IDR | General | 0 | 11132 | Material | N | N | N | ""
8614 | 129037-0000 | Erection Tower Type BB + 9 |  | 2016-09-08 17:24:14 | 0 | Kg | 1555 | 0000 | IDR | General | 0 | 11132 | Material | N | N | N | ""
8618 | 129041-0000 | Erection Tower Type CC + 12 |  | 2016-09-08 17:41:46 | 0 | Kg | 1555 | 0000 | IDR | General | 0 | 11132 | Material | N | N | N | ""
8619 | 129042-0000 | Erection Tower Type CC + 15 |  | 2016-09-08 17:43:06 | 0 | Kg | 1555 | 0000 | IDR | General | 0 | 11132 | Material | N | N | N | ""
8617 | 129040-0000 | Erection Tower Type CC + 6 |  | 2016-09-08 17:37:10 | 0 | Kg | 1550 | 0000 | IDR | General | 0 | 11132 | Material | N | N | N | ""
8620 | 129043-0000 | Erection Tower Type DD + 0 |  | 2016-09-08 17:44:56 | 0 | Kg | 1200 | 0000 | IDR | General | 0 | 11132 | Material | N | N | N | ""
11639 | 413205-0000 | Ethernet Switch FO (SC) - UTP (RJ45) |  | 2020-07-29 09:17:10 | 0 | Pcs | 10550000 | 0000 | IDR | General | 0 | 0 | Material | N | N | N | ""
12415 | 313642-0000 | Ethernet Switch for Inter-bay system |  | 2024-07-16 17:28:31 | 0 | Set | 22659700 | 0000 | IDR | General | 0 | 0 | Material | N | N | N | ""
8767 | 611016-0000 | Ethernet Tester |  | 2013-11-18 16:05:21 | 0 | Pcs | 0 | 0000 | IDR | General | 0 | 11116 | Material | N | N | N | ""
11073 | 129342-0000 | Excavation and back fill |  | 2018-03-22 11:34:40 | 0 | M3 | 0 | 0000 |  | General | 0 | 0 | Material | N | N | N | ""
11429 | 313481-0000 | Exhaust fan Chemical type 200 CFM (Ceilling Mounted) |  | 2019-07-22 09:49:38 | 0 | Pcs | 373126 | 0000 | IDR | General | 0 | 0 | Material | N | N | N | ""
11428 | 313480-0000 | Exhaust fan Industrial type 1500 CFM (Wall Mounted) |  | 2019-07-22 09:48:35 | 0 | Pcs | 1317263 | 0000 | IDR | General | 0 | 0 | Material | N | N | N | ""
11427 | 313479-0000 | Exhaust fan Industrial type 800 CFM (Wall Mounted) |  | 2019-07-22 09:47:53 | 0 | Pcs | 480000 | 0000 | IDR | General | 0 | 0 | Material | N | N | N | ""
12103 | 611302-0000 | Extension Drilling Rods 7/8 Inch Hex x 2 Ft |  | 2022-06-21 07:48:03 | 0 | Pcs | 66.37 | 0000 | USD | General | 0 | 0 | Material | N | N | N | ""
12104 | 611303-0000 | Extension Drilling Rods 7/8 Inch Hex x 4 Ft |  | 2022-06-21 07:49:07 | 0 | Pcs | 59.78 | 0000 | USD | General | 0 | 0 | Material | N | N | N | ""
11309 | 820102-0000 | External Audit |  | 2019-03-05 15:14:40 | 0 | lot | 20000000 | 0000 | IDR | General | 0 | 0 | Material | N | N | N | ""
11528 | 313497-0000 | Eye CDE AS 70 sqmm |  | 2019-09-23 21:06:07 | 0 | Pcs | 737528 | 0000 | IDR | General | 0 | 0 | Material | N | N | N | ""
11236 | 211187-0000 | Eyed stocking grip dia 29-38mm, BL 160kN, PN C06.S.3 |  | 2019-01-18 15:48:41 | 0 | Pcs | 1701000 | 0000 | IDR | General | 0 | 0 | Material | N | N | N | ""
11306 | 111495-0000 | Fabrikasi Tower |  | 2019-03-01 00:14:37 | 0 | Kg | 23500 | 0000 | IDR | General | 0 | 0 | Material | N | N | N | ""
10953 | 323197-0000 | Factory Acceptance Test |  | 2017-09-12 15:19:17 | 0 | lot | 28868000 | 0000 | IDR | General | 0 | 0 | Material | N | N | N | ""
11550 | 810090-0000 | fastrap helmet |  | 2019-11-22 16:16:05 | 0 | Pcs | 34000 | 0000 | IDR | General | 0 | 0 | Material | N | N | N | ""
11070 | 323204-0000 | FAT - SOGI - SAS |  | 2018-03-20 11:07:57 | 0 | lot | 0 | 0000 |  | General | 0 | 0 | Material | N | N | N | ""
9154 | 611021-0000 | Fault Locator |  | 2014-04-22 14:09:16 | 0 | Pcs | 448250000 | 0000 | IDR | General | 0 | 11313 | Material | N | N | N | ""
10581 | 111406-0000 | Fence BRC with H 1,90 m inculding barbedwire include foundations |  | 2017-03-27 18:49:55 | 0 | Mtr | 513500 | 0000 | IDR | General | 0 | 0 | Material | N | N | N | ""
10440 | 211120-0000 | Fiber Armored 12 Core |  | 2016-11-29 09:41:28 | 0 | Set | 0 | 0000 |  | General | 0 | 0 | Material | N | N | N | ""
10747 | 323184-0000 | FIBER OPTIC COMMUNICATION EQUPMENT |  | 2017-08-03 19:06:00 | 0 | Set | 942032100 | 0000 | IDR | General | 0 | 0 | Material | N | N | N | ""
12598 | 413214-0000 | Fiber Optic Patch Cord Duplex, Single Mode 2 mm LC to LC |  | 2025-02-25 16:12:43 | 0 | Mtr | 0 | 0000 |  | General | 0 | 0 | Material | N | N | N | ""
8219 | 611015-0000 | Fiber Rodder |  | 2013-07-18 11:47:48 | 0 | Mtr | 0 | 0000 | IDR | General | 0 | 9982 | Material | N | N | N | ""
9536 | 611037-0000 | Fiber Stripper |  | 2014-11-04 17:23:40 | 0 | Pcs | 350000 | 0000 | IDR | General | 350000 | 12168 | Material | N | N | N | ""
8318 | 211021-0000 | Figure 8 HDPE Clamp OD 32 mm |  | 2013-08-01 11:06:41 | 0 | Pcs | 6500 | 0000 | IDR | General | 0 | 10101 | Material | N | N | N | ""
10102 | 211095-0000 | Figure 8 HDPE Clamp OD 9 mm |  | 2015-12-22 17:32:15 | 0 | Pcs | 0 | 0000 |  | General | 0 | 0 | Material | N | N | N | ""
9919 | 221029-0000 | Final check |  | 2015-06-19 15:05:29 | 0 | Set | 0 | 0000 |  | General | 0 | 0 | Material | N | N | N | ""
11586 | 611167-0000 | Fingerprint |  | 2020-03-02 11:38:41 | 0 | Pcs | 1800000 | 0000 | IDR | General | 0 | 0 | Material | N | N | N | ""
7702 | 210033-0000 | Fire Extinguiser, Dry Chemical |  | 2016-07-26 16:59:49 | 0 | Set | 0 | Gener | "" | "" | 0 | 13103 | Material | N | N | N
9688 | 111322-0000 | Fire Wall For Trafo |  | 2015-02-02 18:29:55 | 0 | Unit | 49931130.86 | 0000 | IDR | General | 0 | 12502 | Material | N | N | N | ""
7672 | 210003-0000 | Fischer S 6 + sekrup |  | 2017-01-11 14:49:11 | 0 | Pcs | 0 | Gener | "" | "" | 800 | 13352 | Material | N | N | N
7671 | 210002-0000 | Fischer S 8 + sekrup |  |  | 0 | Pcs | 94000 | Gener | IDR | "" | 94000 | 0 | Material | N | N | N
10463 | 610006-TSE0 | Fixed Joints 8T |  | 2016-12-21 20:59:53 | 0 | Pcs | 526890 | TSE0 | IDR | TSE | 0 | 0 | Material | N | N | N | ""
11799 | 211331-0000 | Flang JIS 10K 2 inch |  | 2021-06-10 21:40:49 | 0 | Pcs | 38700 | 0000 | IDR | General | 0 | 0 | Material | N | N | N | ""
11798 | 111602-0000 | Flange JIS 10K 3 inch |  | 2021-06-10 21:38:56 | 0 | Pcs | 49500 | 0000 | IDR | General | 0 | 0 | Material | N | N | N | ""
8726 | 211036-0000 | flexible 20mm white |  | 2013-10-28 18:19:05 | 0 | Rol | 10000 | 0000 | IDR | General | 185000 | 11099 | Material | N | N | N | ""
9437 | 313090-0000 | Flexible Anaconda 1 1/2 Inch |  | 2014-09-02 10:18:22 | 0 | Mtr | 0 | 0000 | IDR | General | 0 | 11694 | Material | N | N | N | ""
11653 | 313521-0000 | Flexible Copper Busbar |  | 2020-08-26 09:28:19 | 0 | Pcs | 3100000 | 0000 | IDR | General | 0 | 0 | Material | N | N | N | ""
12735 | 313769-0000 | Flexible metal conduit 1/2 inch |  | 2025-10-09 21:41:29 | 0 | Mtr | 7370 | 0000 | IDR | General | 0 | 0 | Material | N | N | N | ""
11292 | 211242-0000 | Flint gun |  | 2019-02-11 15:01:24 | 0 | Pcs | 10.99 | 0000 | USD | General | 0 | 14049 | Material | N | N | N | ""
11545 | 111558-0000 | Floor Hardener |  | 2019-11-13 10:54:48 | 0 | Zak | 130000 | 0000 | IDR | General | 0 | 0 | Material | N | N | N | ""
10155 | 413167-0000 | FO ADSS G652D 24 Core Span 600 |  | 2016-02-22 13:44:25 | 0 | Mtr | 13298 | 0000 | IDR | General | 0 | 13480 | Material | N | N | N | ""
10384 | 413189-0000 | FO ADSS G652D 24 Core Span 800 |  | 2016-10-18 10:46:08 | 0 | Mtr | 29500 | 0000 | IDR | General | 0 | 0 | Material | N | N | N | ""
8375 | 411021-0000 | FO Aerial Cable 12 Core, G.652.D |  | 2013-08-20 10:44:13 | 0 | Mtr | 12200 | 0000 | IDR | General | 0 | 10301 | Material | N | N | N | ""
9532 | 413112-0000 | FO Aerial Cable 48 Core, G.652.D |  | 2014-10-30 15:24:57 | 0 | Mtr | 16000 | 0000 | IDR | General | 18348 | 12168 | Material | N | N | N | ""
9289 | 413064-0000 | FO Aerial Cable 48 Core, G.655.C |  | 2014-06-03 09:42:13 | 0 | Mtr | 20500 | 0000 | IDR | General | 0 | 11513 | Material | N | N | N | ""
9804 | 413128-0000 | FO Aerial Cable 96 Core, G.652.D |  | 2015-02-14 12:39:19 | 0 | Mtr | 16000 | 0000 | IDR | General | 0 | 12502 | Material | N | N | N | ""
9523 | 413109-0000 | FO Aerial Cable, 12 Core SM G652D, Easy to Split (SC) |  | 2015-08-10 15:27:33 | 0 | Mtr | 13530 | 0000 | IDR | General | 10500 | 13483 | Material | N | N | N | ""
9525 | 413110-0000 | FO Aerial Cable, 24 Core SM G652D, Easy to Split (SC) |  | 2014-10-30 14:12:35 | 0 | Mtr | 11763 | 0000 | IDR | General | 15185 | 12168 | Material | N | N | N | ""
7449 | 410095-VKSL | FO Aerial Cable, 24 cores G.655C |  |  | 0 | Mtr | 1 | VOKSE |  |  | 0 | 0 |  | N | N | N
9338 | 413071-0000 | FO Aerial Cable, 24 cores G.655C |  | 2014-06-16 13:37:28 | 0 | Mtr | 12500 | 0000 | IDR | General | 16640 | 11841 | Material | N | N | N | ""
9521 | 413108-0000 | FO Aerial Cable, 8 Core SM G652D, Easy to Split (SC) |  | 2014-10-30 14:02:36 | 0 | Mtr | 12280 | 0000 | IDR | General | 12280 | 12168 | Material | N | N | N | ""
9360 | 413074-0000 | FO Aerial Cable, 96 cores SM G.655C |  | 2014-07-11 10:55:00 | 0 | Mtr | 0 | 0000 | IDR | General | 0 | 12020 | Material | N | N | N | ""
8308 | 423036-0000 | FO Aerial Suspension String Set |  | 2013-08-01 10:53:42 | 0 | Set | 16000 | 0000 | IDR | General | 16000 | 10101 | Material | N | N | N | ""
8307 | 413035-0000 | FO Aerial Tension String Set |  | 2013-08-01 10:51:48 | 0 | Set | 20000 | 0000 | IDR | General | 15450 | 10101 | Material | N | N | N | ""
10574 | 313272-0000 | FO cable armoured, 24 cores |  | 2017-03-27 17:35:17 | 0 | Mtr | 22000 | 0000 | IDR | General | 0 | 0 | Material | N | N | N | ""
8252 | 411020-0000 | FO Cable Jumper 500 meters |  | 2013-07-26 13:30:30 | 0 | Mtr | 0 | 0000 | IDR | General | 0 | 9991 | Material | N | N | N | ""
8327 | 410093-0000 | FO Duct Cable |  | 2013-08-01 15:00:49 | 0 | Mtr | 4500 | 0000 | IDR | General | 0 | 10101 | Material | N | N | N | ""
9161 | 413059-0000 | FO Duct Cable G655C 48 core single Mode |  | 2014-04-22 14:31:16 | 0 | Mtr | 1.98 | 0000 | USD | General | 1.98 | 0 | Material | N | N | N | ""
7448 | 410094-VKSL | FO Duct Cable, 12 cores G.655C |  |  | 0 | Mtr | 0 | VOKSE |  |  | 0 | 0 |  | N | N | N
7447 | 410093-FRKW | FO Duct Cable, 24 cores G.655C |  |  | 0 | Mtr | 12257 | FURUK | IDR |  | 12257 | 0 |  | N | N | N
7446 | 410092-CCSI | FO Duct Cable, 48 cores G.655C |  |  | 0 | Mtr | 15012 | CCSI | IDR |  | 0 | 0 |  | N | N | N
9359 | 413073-0000 | FO Duct Cable, 96 cores SM G.655C |  | 2014-07-11 10:53:57 | 0 | Mtr | 0 | 0000 | IDR | General | 0 | 12020 | Material | N | N | N | ""
9391 | 413075-0000 | FO In Duct Cable 96 Core, G652D |  | 2014-08-11 10:29:58 | 0 | Mtr | 24500 | 0000 | IDR | General | 20196 | 11711 | Material | N | N | N | ""
9542 | 413116-0000 | FO In Duct Cable 12 Core, G652D |  | 2014-11-17 11:54:47 | 0 | Mtr | 17000 | 0000 | IDR | General | 6208 | 12148 | Material | N | N | N | ""
8135 | 411006-0000 | FO In Duct Cable 144 Core, G652D |  |  | 0 | Mtr | 17000 | 0000 | IDR |  | 35146 | 0 |  | N | N | N
8133 | 411004-0000 | FO In Duct Cable 24 Core, G652D |  |  | 0 | Mtr | 9700 | 0000 | IDR |  | 7913 | 0 |  | N | N | N
8330 | 411025-0000 | FO In Duct Cable 24 Core, G655 C |  | 2013-08-01 15:42:19 | 0 | Mtr | 12650 | 0000 | IDR | General | 12420 | 10101 | Material | N | N | N | ""
8335 | 411016-BICC | FO In Duct Cable 24 Core, G655C |  | 2013-08-02 10:29:55 | 0 | Mtr | 1.04 | BICC | USD | BICC | 1.04 | 10101 | Material | N | N | N | ""
8136 | 411007-0000 | FO In Duct Cable 264 Core, G652D |  |  | 0 | Mtr | 0 | 0000 |  |  | 0 | 0 |  | N | N | N
9392 | 413076-0000 | FO In Duct Cable 288 Core, G652D |  | 2014-08-11 10:33:56 | 0 | Mtr | 2619 | 0000 | IDR | General | 48394 | 11711 | Material | N | N | N | ""
8134 | 411005-0000 | FO In Duct Cable 48 Core, G652D |  |  | 0 | Mtr | 2182.5 | 0000 | IDR |  | 0 | 0 |  | N | N | N
8311 | 413039-0000 | FO Pig Tail 2 Meter |  | 2013-08-01 10:56:04 | 0 | Pcs | 16000 | 0000 | IDR | General | 16000 | 10101 | Material | N | N | N | ""
11640 | 413206-0000 | FO to RJ45 Singgle /Double Ethernet Converter |  | 2020-07-29 09:24:38 | 0 | Pcs | 185000 | 0000 | IDR | General | 0 | 0 | Material | N | N | N | ""
10058 | 710004-0000 | FOB Charge |  | 2015-11-19 11:30:36 | 0 | Ls | 2100000 | 0000 | KRW | General | 0 | 13648 | Material | N | N | N | ""
9927 | 820077-0000 | foto dokumentasi |  | 2015-06-19 15:37:06 | 0 | Ls | 0 | 0000 |  | General | 0 | 0 | Material | N | N | N | ""
11302 | 611118-0000 | Frame Roll Pully isi 5 |  | 2019-02-15 18:12:36 | 0 | Pcs | 20000 | 0000 | IDR | General | 0 | 0 | Material | N | N | N | ""
12514 | 720076-0000 | Freight CLN |  | 2024-12-02 10:47:04 | 0 | Pcs | 50000 | 0000 | IDR | General | 0 | 0 | Material | N | N | N | ""
12470 | 720070-0000 | Freight Surcharge Jakarta - Perawang Container 20 Ft |  | 2024-10-17 22:27:45 | 0 | Pcs | 2550000 | 0000 | IDR | General | 0 | 0 | Material | N | N | N | ""
12611 | 720100-0000 | Freight Surcharge Jakarta - Perawang Container 40 Ft |  | 2025-03-05 06:57:12 | 0 | Pcs | 5100000 | 0000 | IDR | General | 0 | 0 | Material | N | N | N | ""
8148 | 810001-0000 | Fuel |  | 2013-07-04 10:39:09 | 0 | Ltr | 100000 | 0000 | IDR | General | 0 | 9982 | Material | N | N | N | ""
11648 | 611173-0000 | Fuel Filter |  | 2020-08-25 13:27:15 | 0 | Pcs | 1901708 | 0000 | IDR | General | 0 | 0 | Material | N | N | N | ""
11649 | 611174-0000 | Fuel pre-filter |  | 2020-08-25 13:28:41 | 0 | Pcs | 2072648 | 0000 | IDR | General | 0 | 0 | Material | N | N | N | ""
11391 | 611144-0000 | Full Body Hardness |  | 2019-06-17 13:26:33 | 0 | Set | 330000 | 0000 | IDR | General | 0 | 0 | Material | N | N | N | ""
8679 | 211026-0000 | Full Body Harness |  | 2013-10-08 09:16:08 | 0 | Pcs | 300000 | 0000 | IDR | General | 250000 | 11378 | Material | N | N | N | ""
10479 | 610011-DNFG | Full body safety harness, |  | 2016-12-21 21:35:42 | 0 | Pcs | 32000 | DNFG | IDR | Dong Fang | 0 | 0 | Material | N | N | N | ""
10946 | 611113-0000 | Fuse Box ( relay and Fuse ) |  | 2017-09-11 16:55:04 | 0 | Pcs | 575000 | 0000 | IDR | General | 0 | 0 | Material | N | N | N | ""
12234 | 611310-0000 | Gagang Pacul |  | 2023-04-03 18:58:22 | 0 | btg | 25000 | 0000 | IDR | General | 0 | 0 | Material | N | N | N | ""
11034 | 413201-0000 | Galavanized Pole 1.5 mtrs height ( dia. 4 inch ) for outdoor |  | 2018-01-25 10:39:07 | 0 | Mtr | 2000000 | 0000 | IDR | General | 2000000 | 13339 | Material | N | N | N | ""
8670 | 129074-0000 | Galian Tanah (Cutting Soil) |  | 2013-10-04 11:19:52 | 0 | M3 | 55000 | 0000 | IDR | General | 0 | 11132 | Material | N | N | N | ""
9305 | 424064-0000 | Galian, Pengurugan kembali dan perbaikan kembali, pengisian pasir, deeksten dan tanda rute kabel tanah dan tempat sambung kedalaman 0.6 meter |  | 2014-06-09 11:44:39 | 0 | Mtr | 9500000 | 0000 | IDR | General | 0 | 11683 | Material | N | N | N | ""
10421 | 211106-0000 | Galvanis Steel Armour Rods for GSW 55 |  | 2016-11-23 14:33:27 | 0 | Set | 40000 | 0000 | IDR | General | 0 | 0 | Material | N | N | N | ""
9434 | 111300-0000 | Galvanize Pole dia. 3 Inch, 2 m height |  | 2014-09-02 10:06:19 | 0 | Pcs | 550000 | 0000 | IDR | General | 1500000 | 11694 | Material | N | N | N | ""
9435 | 111301-0000 | Galvanize Pole dia. 4 Inch, 3 m height |  | 2014-09-02 10:07:48 | 0 | Pcs | 3000000 | 0000 | IDR | General | 2500000 | 11694 | Material | N | N | N | ""
9436 | 111302-0000 | Galvanize Pole dia. 4 Inch, 6 m height |  | 2014-09-02 10:15:04 | 0 | Pcs | 909091 | 0000 | IDR | General | 3500000 | 11694 | Material | N | N | N | ""
8077 | 281001-0000 | Gambar Desain dengan Ukuran Kerta A1 |  |  | 0 | Pcs | 5500000 | 0000 | IDR |  | 0 | 0 |  | N | N | N
8547 | 313023-0000 | Gantry Joint Box (GB) |  | 2013-10-03 17:12:04 | 0 | Pcs | 6950000 | 0000 | IDR | General | 4400000 | 11132 | Material | N | N | N | ""
12089 | 611297-0000 | Gas Detector |  | 2022-04-07 07:01:09 | 0 | Pcs | 7500000 | 0000 | IDR | General | 0 | 0 | Material | N | N | N | ""
10441 | 211121-0000 | Gas Filling device for CB |  | 2016-12-01 11:11:07 | 0 | Set | 0 | 0000 |  | General | 0 | 0 | Material | N | N | N | ""
10621 | 410001-KOBE | Gauge, Cluster Y 59S00021 F3 |  | 2017-06-02 13:51:48 | 0 | Pcs | 13515000 | KOBE | IDR | KOBELCO | 0 | 0 | Material | N | N | N | ""
10728 | 129234-0000 | GEDUNG KONTROL |  | 2017-08-03 18:44:13 | 0 | Ls | 5651250 | 0000 | IDR | General | 0 | 0 | Material | N | N | N | ""
10650 | 611107-0000 | gegep |  | 2017-06-16 14:35:42 | 0 | Pcs | 25000 | 0000 | IDR | General | 0 | 0 | Material | N | N | N | ""
11563 | 810101-0000 | gelas cuci mata |  | 2019-11-26 15:15:50 | 0 | Pcs | 0 | 0000 |  | General | 0 | 0 | Material | N | N | N | ""
9156 | 611023-0000 | Generator |  | 2014-04-22 14:11:38 | 0 | Pcs | 0 | 0000 | IDR | General | 0 | 11313 | Material | N | N | N | ""
11825 | 611191-0000 | Generator Bensin Portable 2500 watt |  | 2021-08-14 20:50:48 | 0 | Unit | 5200000 | 0000 | IDR | General | 0 | 0 | Material | N | N | N | ""
8228 | 311001-MIKA | Generator Set 2,5 Volt MK 4500 |  | 2013-07-19 11:31:52 | 0 | Set | 0 | MIKA | IDR | MIKAWA | 0 | 9982 | Material | N | N | N | ""
11458 | 611155-0000 | Genset |  | 2019-08-15 15:04:17 | 0 | Unit | 200000 | 0000 | IDR | General | 0 | 0 | Material | N | N | N | ""
10413 | 611098-0000 | Genset 1000 VA |  | 2016-11-18 14:08:49 | 0 | Set | 1600000 | 0000 | IDR | General | 0 | 0 | Material | N | N | N | ""
11362 | 611136-0000 | Genset 5000 Watt Merek Honda |  | 2019-04-18 10:46:14 | 0 | Pcs | 5900000 | 0000 | IDR | General | 0 | 0 | Material | N | N | N | ""
12266 | 611325-0000 | Genset Diesel Silent 30 kVA |  | 2023-05-29 11:29:52 | 0 | Unit | 56756756.76 | 0000 | IDR | General | 0 | 0 | Material | N | N | N | ""
11620 | 111560-0000 | Geotextile - Non Woven |  | 2020-04-16 14:10:34 | 0 | M2 | 9000 | 0000 | IDR | General | 0 | 0 | Material | N | N | N | ""
11619 | 111559-0000 | Geotextile - Woven |  | 2020-04-16 14:09:18 | 0 | M2 | 0 | 0000 |  | General | 0 | 0 | Material | N | N | N | ""
10651 | 611108-0000 | gergaji |  | 2017-06-16 14:37:31 | 0 | Pcs | 35000 | 0000 | IDR | General | 0 | 0 | Material | N | N | N | ""
11801 | 620033-0000 | Gergaji Mesin Chainsaw |  | 2021-06-10 21:50:32 | 0 | Set | 598198.2 | 0000 | IDR | General | 0 | 0 | Material | N | N | N | ""
11352 | 111497-0000 | Gerinda Duduk Merek Maktec MT243R |  | 2019-04-18 10:24:03 | 0 | Pcs | 1550000 | 0000 | IDR | General | 0 | 0 | Material | N | N | N | ""
12079 | 611291-0000 | Gerinda Tangan |  | 2022-02-13 19:17:50 | 0 | Pcs | 462000 | 0000 | IDR | General | 0 | 0 | Material | N | N | N | ""
11351 | 111496-0000 | Gerinda Tangan Merek Maktec MT90 |  | 2019-04-18 10:23:20 | 0 | Pcs | 365000 | 0000 | IDR | General | 0 | 0 | Material | N | N | N | ""
10648 | 111414-0000 | germola tangan |  | 2017-06-16 14:32:12 | 0 | Box | 500000 | 0000 | IDR | General | 0 | 0 | Material | N | N | N | ""
11936 | 611224-0000 | Gimbal Joint For Tower ERS |  | 2021-10-15 18:29:57 | 0 | Pcs | 6006268.8 | 0000 | IDR | General | 0 | 0 | Material | N | N | N | ""
12001 | 611269-0000 | Gin Pole |  | 2021-12-12 12:13:22 | 0 | Pcs | 8000000 | 0000 | IDR | General | 0 | 0 | Material | N | N | N | ""
12665 | 111687-0000 | Glass Wool Insulation t 10 cm |  | 2025-06-24 11:28:46 | 0 | M2 | 0 | 0000 |  | General | 0 | 0 | Material | N | N | N | ""
9246 | 611031-0000 | Googles Uvex 9301 |  | 2014-05-16 11:02:37 | 0 | Pcs | 15000 | 0000 | IDR | General | 0 | 11558 | Material | N | N | N | ""
9146 | 611018-0000 | GPS (Global Positioning System) |  | 2014-04-22 11:29:28 | 0 | Pcs | 1600000 | 0000 | IDR | General | 0 | 11313 | Material | N | N | N | ""
9130 | 610001-GARM | GPS MAP 62SC |  | 2016-02-03 15:33:27 | 0 | Pcs | 0 | GARM | IDR | GARMIN | 0 | 11400 | Material | N | N | N | ""
12038 | 111623-0000 | Grating / Wiremesh Galvanis |  | 2022-01-27 14:34:56 | 0 | M2 | 853624 | 0000 | IDR | General | 0 | 0 | Material | N | N | N | ""
9703 | 111333-0000 | Gravel (dia 3 - 5 cm), tebal 15 cm |  | 2015-02-02 18:50:32 | 0 | M2 | 62500 | 0000 | IDR | General | 0 | 12502 | Material | N | N | N | ""
12462 | 111681-0000 | Gravel uk. 3 s/d 4 cm |  | 2024-09-26 11:12:02 | 0 | Ton | 295000 | 0000 | IDR | General | 0 | 0 | Material | N | N | N | ""
11191 | 111492-0000 | Gravel uk. 3 s/d 4 cm |  | 2018-10-25 17:45:23 | 0 | M3 | 480000 | 0000 | IDR | General | 0 | 0 | Material | N | N | N | ""
12013 | 211406-0000 | Grease |  | 2022-01-09 12:10:18 | 0 | Kg | 0 | 0000 |  | General | 0 | 0 | Material | N | N | N | ""
12014 | 211407-0000 | Grease Pump |  | 2022-01-09 12:11:31 | 0 | Set | 0 | 0000 |  | General | 0 | 0 | Material | N | N | N | ""
10437 | 211117-0000 | Grip Dead End |  | 2016-11-29 09:37:15 | 0 | Pcs | 10.8 | 0000 | USD | General | 0 | 0 | Material | N | N | N | ""
11904 | 211381-0000 | Grip Hoist w cable |  | 2021-09-23 21:20:57 | 0 | Pcs | 0 | 0000 |  | General | 0 | 0 | Material | N | N | N | ""
10431 | 211111-0000 | Ground Connector |  | 2016-11-29 09:21:06 | 0 | Pcs | 0 | 0000 |  | General | 0 | 0 | Material | N | N | N | ""
10489 | 610015-DNFG | Ground Stick 275 Kv |  | 2016-12-21 21:54:02 | 0 | Pcs | 5471550 | DNFG | IDR | Dong Fang | 0 | 0 | Material | N | N | N | ""
10512 | 610023-TSE0 | Ground Stick 275 Kv |  | 2016-12-23 11:40:40 | 0 | Set | 0 | TSE0 |  | TSE | 0 | 0 | Material | N | N | N | ""
9340 | 211048-0000 | Grounding 3 titik rod pada ODC (max 1 ohm) |  | 2016-02-02 13:51:45 | 0 | Pcs | 2232792 | 0000 | IDR | General | 900000 | 11841 | Material | N | N | N | ""
7661 | 310055-0000 | Grounding bar |  | 2015-06-03 14:11:26 | 0 | Pcs | 1260000 | Gener | IDR | "" | 345000 | 13217 | Material | N | N | N
7664 | 310058-0000 | Grounding Kit Coaxial Feeder 1 1/4 inch |  |  | 0 | Pcs | 0 | Gener | "" | "" | 0 | 0 | Material | N | N | N
7665 | 310059-0000 | Grounding Kit Coaxial Feeder 1 5/8 inch |  |  | 0 | Pcs | 0 | Gener | "" | "" | 0 | 0 | Material | N | N | N
9445 | 313092-0000 | Grounding Kit Coaxial Feeder 1/2 inch |  | 2014-09-02 10:31:23 | 0 | Pcs | 0 | 0000 | IDR | General | 0 | 11694 | Material | N | N | N | ""
7663 | 310057-0000 | Grounding Kit Coaxial Feeder 7/8 inch |  |  | 0 | Pcs | 0 | Gener | "" | "" | 0 | 0 | Material | N | N | N
7660 | 310054-0000 | Grounding plat |  |  | 0 | Pcs | 0 | Gener | "" | "" | 0 | 0 | Material | N | N | N
10492 | 610016-DNFG | Grounding Pole and Clip |  | 2016-12-21 21:57:16 | 0 | Pcs | 79000 | DNFG | IDR | Dong Fang | 0 | 0 | Material | N | N | N | ""
9212 | 313055-0000 | Grounding Pondasi |  | 2014-05-02 09:33:58 | 0 | Ls | 1500000 | 0000 | IDR | General | 498747600 | 11430 | Material | N | N | N | ""
9924 | 313178-0000 | Grounding rod 1 inc bc 120 |  | 2015-06-19 15:17:16 | 0 | Set | 0 | 0000 |  | General | 0 | 0 | Material | N | N | N | ""
10674 | 211124-0000 | Grounding Rod besi siku 50.50.5 |  | 2017-07-27 17:06:47 | 0 | Kg | 0 | 0000 |  | General | 0 | 0 | Material | N | N | N | ""
10746 | 323183-0000 | Grounding system for the whole of substation equipment.complete |  | 2018-03-02 13:51:30 | 0 | Mtr | 56000 | 0000 | IDR | General | 10100 | 13648 | Material | N | N | N | ""
10493 | 610017-DNFG | Grounding Wire Circuit |  | 2016-12-21 21:58:24 | 0 | Pcs | 1050000 | DNFG | IDR | Dong Fang | 0 | 0 | Material | N | N | N | ""
10467 | 610009-DNFG | GSP Reel |  | 2016-12-21 21:06:50 | 0 | Pcs | 0 | DNFG |  | Dong Fang | 0 | 0 | Material | N | N | N | ""
10498 | 610016-TSE0 | GSP Reel GSP 1400 mm |  | 2016-12-21 23:21:49 | 0 | Pcs | 3242400 | TSE0 | IDR | TSE | 0 | 0 | Material | N | N | N | ""
10913 | 211135-0000 | GSW 1x55mm2 1kV JIS |  | 2017-08-04 17:35:30 | 0 | Mtr | 10100 | 0000 | IDR | General | 0 | 0 | Material | N | N | N | ""
12169 | 211441-0000 | GSW 70 mm2 |  | 2022-10-06 17:19:08 | 0 | Mtr | 25500 | 0000 | IDR | General | 0 | 0 | Material | N | N | N | ""
12360 | 313622-0000 | GSW 75 mm2 |  | 2024-05-17 21:36:33 | 0 | Mtr | 0 | 0000 |  | General | 0 | 0 | Material | N | N | N | ""
11559 | 611162-0000 | gunting |  | 2019-11-26 15:11:16 | 0 | Pcs | 17000 | 0000 | IDR | General | 0 | 0 | Material | N | N | N | ""
11875 | 211353-0000 | Guy Plate 0-0 |  | 2021-09-23 19:25:11 | 0 | Pcs | 1761408 | 0000 | IDR | General | 0 | 0 | Material | N | N | N | ""
11874 | 211352-0000 | Guy Plate 45-45 |  | 2021-09-23 19:12:44 | 0 | Pcs | 2575560 | 0000 | IDR | General | 0 | 0 | Material | N | N | N | ""
11684 | 111569-0000 | Gypsum Board 120 x 240 cm |  | 2020-10-06 21:53:46 | 0 | Lbr | 60800 | 0000 | IDR | General | 0 | 0 | Material | N | N | N | ""
11524 | 313493-0000 | H Yoke Plat 210kN |  | 2019-09-23 21:04:30 | 0 | Pcs | 304964 | 0000 | IDR | General | 0 | 0 | Material | N | N | N | ""
10457 | 610005-DNFG | Hand Hydraulic Cutter For Conductor |  | 2016-12-21 20:50:03 | 0 | Set | 950000 | DNFG | IDR | Dong Fang | 0 | 0 | Material | N | N | N | ""
11843 | 211344-0000 | Hand Stacker Manual Capacity 2 Ton |  | 2021-09-13 10:50:30 | 0 | Unit | 9046100 | 0000 | IDR | General | 0 | 0 | Material | N | N | N | ""
11364 | 611137-0000 | Hand Winch |  | 2019-04-18 10:48:34 | 0 | Pcs | 2800000 | 0000 | IDR | General | 0 | 0 | Material | N | N | N | ""
11291 | 211241-0000 | Handle clamp |  | 2019-02-11 15:00:34 | 0 | Pcs | 40000 | 0000 | IDR | General | 0 | 14049 | Material | N | N | N | ""
9545 | 720026-0000 | Handling costs at Batam |  | 2014-11-17 12:22:30 | 0 | Ls | 7400000 | 0000 | IDR | General | 7400000 | 12148 | Material | N | N | N | ""
12267 | 611326-0000 | Handrail Post for LICO |  | 2023-06-03 17:49:40 | 0 | Pc/Month | 0 | 0000 |  | General | 0 | 0 | Material | N | N | N | ""
12262 | 611323-0000 | Handrail Post Lico |  | 2023-05-25 08:39:14 | 0 | Pc/Month | 0 | 0000 |  | General | 0 | 0 | Material | N | N | N | ""
8270 | 610001-0000 | Hand-stacker electric 1.5T 2.5M |  | 2013-07-29 08:45:12 | 0 | Set | 0 | 0000 | IDR | General | 0 | 92200000 | Material | N | N | N | ""
8724 | 211034-0000 | Hanger Handhole |  | 2013-10-28 14:05:59 | 0 | Pcs | 30000 | 0000 | IDR | General | 30000 | 11099 | Material | N | N | N | ""
11914 | 611216-0000 | Hanging Door Roller (with Chains, Single Bearing) |  | 2021-09-28 14:03:14 | 0 | Unit | 5.5 | 0000 | USD | General | 0 | 14700 | Material | N | N | N | ""
10278 | 413183-0000 | Hard disk |  | 2016-08-08 11:39:52 | 0 | Unit | 2004250 | 0000 | IDR | General | 0 | 0 | Material | N | N | N | ""
12791 | 611347-0000 | Harddisk 2 TB |  | 2025-11-25 17:12:33 | 0 | Unit | 1950000 | 0000 | IDR | General | 0 | 0 | Material | N | N | N | ""
10448 | 810032-0000 | Harddisk 3 TB Red Version |  | 2016-12-13 11:35:05 | 0 | Pcs | 1800000 | 0000 | IDR | General | 0 | 0 | Material | N | N | N | ""
10446 | 810030-0000 | Harddisk Case |  | 2016-12-13 11:34:10 | 0 | Pcs | 120000 | 0000 | IDR | General | 0 | 0 | Material | N | N | N | ""
7716 | 110004-0000 | Hardener |  |  | 0 | Ltr | 0 | Gener | "" | "" | 0 | 0 | Material | N | N | N
12781 | 111703-0000 | H-Beam 150 mm - 150 mm - 7 mm, panjang 12 m |  | 2025-11-22 21:54:39 | 0 | btg | 0 | 0000 |  | General | 0 | 0 | Material | N | N | N | ""
12780 | 111702-0000 | H-Beam 150 mm - 150 mm - 7 mm, panjang 6 m |  | 2025-11-22 21:48:24 | 0 | btg | 0 | 0000 |  | General | 0 | 0 | Material | N | N | N | ""
8783 | 129076-0000 | HB-PS 2 Jembatan Kabel gantung dengan 2 tiang pole concret tinggi 9 meter. |  | 2015-06-12 15:06:38 | 0 | Mtr | 250100 | 0000 | IDR | General | 0 | 11678 | Material | N | N | N | ""
11672 | 313526-0000 | HDD 6 TB |  | 2020-10-02 11:09:49 | 0 | Pcs | 2537375 | 0000 | IDR | General | 0 | 0 | Material | N | N | N | ""
10454 | 610004-DNFG | Head Press |  | 2016-12-21 20:44:30 | 0 | Set | 0 | DNFG |  | Dong Fang | 0 | 0 | Material | N | N | N | ""
10510 | 610022-TSE0 | Head Press |  | 2016-12-23 07:28:56 | 0 | Set | 16195900 | TSE0 | IDR | TSE | 0 | 0 | Material | N | N | N | ""
11863 | 611209-0000 | Head Spul 6 inch draad 3,5 inch |  | 2021-09-19 15:38:16 | 0 | Unit | 1425000 | 0000 | IDR | General | 0 | 0 | Material | N | N | N | ""
11343 | 611126-0000 | Headboard Roll Pulley |  | 2019-03-29 15:20:59 | 0 | Pcs | 3200000 | 0000 | IDR | General | 0 | 0 | Material | N | N | N | ""
11652 | 313520-0000 | Heat Shrink |  | 2020-08-26 09:25:43 | 0 | Mtr | 150000 | 0000 | IDR | General | 0 | 0 | Material | N | N | N | ""
12577 | 313724-0000 | Heater 50 W |  | 2025-01-17 17:49:05 | 0 | Pcs | 249000 | 0000 | IDR | General | 0 | 0 | Material | N | N | N | ""
11958 | 111612-0000 | Hebel Bata Ringan ukr 10x19x60cm |  | 2021-10-24 22:44:53 | 0 | M3 | 1370000 | 0000 | IDR | General | 0 | 0 | Material | N | N | N | ""
11229 | 810080-0000 | Helm Proyek |  | 2018-12-11 14:51:08 | 0 | Pcs | 35000 | 0000 | IDR | General | 0 | 0 | Material | N | N | N | ""
9244 | 611029-0000 | Helmet Putih (MSA Original USA) |  | 2014-05-16 11:00:41 | 0 | Set | 43000 | 0000 | IDR | General | 104500 | 11558 | Material | N | N | N | ""
9399 | 413082-0000 | HH PIT Portable 873mm(L) x 578mm(W) x 914mm(D) |  | 2014-08-11 11:41:17 | 0 | Set | 8552510 | 0000 | IDR | General | 6000000 | 11711 | Material | N | N | N | ""
12255 | 611319-0000 | High Frequency Concrete Vibrator Dia Head 50 mm |  | 2023-05-22 05:38:18 | 0 | Unit | 10336000 | 0000 | IDR | General | 0 | 0 | Material | N | N | N | ""
12256 | 611320-0000 | High Frequency Concrete Vibrator Dia Head 70 mm |  | 2023-05-22 05:40:48 | 0 | Unit | 11932000 | 0000 | IDR | General | 0 | 0 | Material | N | N | N | ""
12257 | 611321-0000 | High Frequency Concrete Vibrator Dia Head 80 mm |  | 2023-05-22 05:43:06 | 0 | Unit | 12616000 | 0000 | IDR | General | 0 | 0 | Material | N | N | N | ""
12254 | 611318-0000 | High Frequency Converter 3phase |  | 2023-05-22 05:14:10 | 0 | Unit | 36328000 | 0000 | IDR | General | 0 | 0 | Material | N | N | N | ""
7307 | 410008-PACI | High Gain Antenna - Panel, Gain 11dBi, 800-2700 MHz |  |  | 0 | Pcs | 0 | Pacif |  |  | 0 | 0 |  | N | N | N
11346 | 611127-0000 | HILTI GUNSET |  | 2019-04-02 16:07:32 | 0 | Pcs | 0 | 0000 |  | General | 0 | 0 | Material | N | N | N | ""
11953 | 611237-0000 | Hoisting Rod Draad 3,5 inch |  | 2021-10-22 15:40:57 | 0 | Unit | 1350000 | 0000 | IDR | General | 0 | 0 | Material | N | N | N | ""
12406 | 111666-0000 | Hollow Galvanis 40 (4 Cm) x 40 (4 Cm) Tebal 0.8 mm x 4 Meter |  | 2024-07-12 19:12:30 | 0 | btg | 155000 | 0000 | IDR | General | 0 | 0 | Material | N | N | N | ""
12140 | 211432-0000 | Hollow Gypsum 2 x 4 |  | 2022-08-19 15:30:22 | 0 | btg | 20000 | 0000 | IDR | General | 0 | 0 | Material | N | N | N | ""
11686 | 111571-0000 | Hollow Gypsum 2 x 4 |  | 2020-10-06 22:17:30 | 0 | btg | 12350 | 0000 | IDR | General | 0 | 0 | Material | N | N | N | ""
11685 | 111570-0000 | Hollow Gypsum 4 x 4 |  | 2020-10-06 22:15:07 | 0 | btg | 17838 | 0000 | IDR | General | 0 | 0 | Material | N | N | N | ""
11387 | 611140-0000 | Hook |  | 2019-06-17 13:23:04 | 0 | Pcs | 63636.36 | 0000 | IDR | General | 0 | 0 | Material | N | N | N | ""
11908 | 211385-0000 | Hook Lifting Conductor |  | 2021-09-23 21:30:05 | 0 | Pcs | 384000 | 0000 | IDR | General | 0 | 0 | Material | N | N | N | ""
12205 | 129438-0000 | Horizontal Ledger Rent |  | 2023-03-21 09:48:37 | 0 | Pc/Month | 8000 | 0000 | IDR | General | 0 | 0 | Material | N | N | N | ""
12187 | 323211-0000 | Hot Dip Galvanizing |  | 2023-01-18 16:31:09 | 0 | Kg | 4500 | 0000 | IDR | General | 0 | 0 | Material | N | N | N | ""
10633 | 424168-0000 | Hourly rate Jasa Service |  | 2017-06-02 14:12:52 | 0 | Pcs | 145000 | 0000 | IDR | General | 0 | 0 | Material | N | N | N | ""
9173 | 820040-0000 | HP (Tahun Kedua) |  | 2014-04-22 14:48:35 | 0 | Yr | 0 | 0000 | IDR | General | 0 | 11313 | Material | N | N | N | ""
9181 | 820048-0000 | HP (Tahun Ketiga) |  | 2014-04-22 14:54:19 | 0 | Yr | 0 | 0000 | IDR | General | 0 | 11313 | Material | N | N | N | ""
9165 | 820032-0000 | HP (Tahun Pertama) |  | 2014-04-22 14:40:58 | 0 | Yr | 0 | 0000 | IDR | General | 0 | 11313 | Material | N | N | N | ""
11199 | 810062-0000 | HP Color Laserjet CP3525 |  | 2018-11-26 13:39:52 | 0 | Set | 850000 | 0000 | IDR | General | 0 | 0 | Material | N | N | N | ""
11200 | 810063-0000 | HP M500 M525 B/W |  | 2018-11-26 13:40:58 | 0 | Pcs | 0 | 0000 |  | General | 0 | 0 | Material | N | N | N | ""
11201 | 810064-0000 | HP M535 B/W |  | 2018-11-26 13:41:54 | 0 | Pcs | 1350000 | 0000 | IDR | General | 0 | 0 | Material | N | N | N | ""
12212 | 129445-0000 | Hs Hollow 50 x 50 x 2.3 L 2400 Rent |  | 2023-03-21 09:56:37 | 0 | Pc/Month | 8000 | 0000 | IDR | General | 0 | 0 | Material | N | N | N | ""
12213 | 129446-0000 | Hs Hollow 50 x 50 x 2.3 L 3000 Rent |  | 2023-03-21 09:57:53 | 0 | Pc/Month | 8800 | 0000 | IDR | General | 0 | 0 | Material | N | N | N | ""
11624 | 313507-0000 | HSU Rod Suspension for OPGW 100 mm2 |  | 2020-05-30 17:42:14 | 0 | Pcs | 564000 | 0000 | IDR | General | 0 | 0 | Material | N | N | N | ""
12171 | 211443-0000 | Humpback Split PIN Stainless Steel |  | 2022-10-12 10:15:58 | 0 | Pcs | 6000 | 0000 | IDR | General | 0 | 0 | Material | N | N | N | ""
10738 | 323176-0000 | HV Conductor for Bus-Bar and Feeder Bays |  | 2017-08-03 18:54:41 | 0 | Mtr | 0 | 0000 |  | General | 0 | 0 | Material | N | N | N | ""
11244 | 211195-0000 | HV Connector and String Hardware |  | 2019-01-24 17:09:03 | 0 | lot | 0 | 0000 |  | General | 0 | 14188 | Material | N | N | N | ""
10723 | 323173-0000 | HV connector suitable for Conductor Type |  | 2017-08-03 18:35:45 | 0 | Pcs | 800000 | 0000 | IDR | General | 0 | 0 | Material | N | N | N | ""
7418 | 410069-PACI | Hybrid Coupler, 2in2Out, 800-2500 MHz |  |  | 0 | Pcs | 800000 | Pacif | IDR |  | 125 | 0 |  | N | N | N
7419 | 410069-ENRS | Hybrid Coupler, 2in2Out, 800-2500 MHz |  | 2017-11-16 13:43:28 | 0 | Pcs | 1800000 | Eners | IDR |  | 1800000 | 13537 |  | N | N | N
7420 | 410069-YOLI | Hybrid Coupler, 2in2Out, 800-2500 MHz |  |  | 0 | Pcs | 0 | Yolic |  |  | 0 | 0 |  | N | N | N
9141 | 410003-Whub | Hybrid Coupler, 2in2Out, 800-2700 MHz |  | 2014-04-18 06:57:24 | 0 | Pcs | 107 | Whub | USD | Winhub | 107 | 11313 | Material | N | N | N | ""
7423 | 410096-YOLI | Hybrid Coupler, 2in2Out, 800-2700 MHz |  |  | 0 | Pcs | 0 | Yolic |  |  | 0 | 0 |  | N | N | N
11920 | 211390-0000 | Hydraulic Breaker drive hammer |  | 2021-10-13 15:53:24 | 0 | Pcs | 3755 | 0000 | USD | General | 0 | 0 | Material | N | N | N | ""
10453 | 610001-TSE0 | Hydraulic Compressor 100T |  | 2016-12-23 07:05:08 | 0 | Set | 37759550 | TSE0 | IDR | TSE | 0 | 13355 | Material | N | N | N | ""
11651 | 611176-0000 | Hydraulic Oil Catridge |  | 2020-08-25 13:32:26 | 0 | Pcs | 1288000 | 0000 | IDR | General | 0 | 0 | Material | N | N | N | ""
11650 | 611175-0000 | Hydraulic Oil Tank Cap |  | 2020-08-25 13:30:43 | 0 | Pcs | 1977650 | 0000 | IDR | General | 0 | 0 | Material | N | N | N | ""
11717 | 211322-0000 | Hydraulic Piston Pump |  | 2020-12-27 14:48:32 | 0 | Set | 16800000 | 0000 | IDR | General | 0 | 0 | Material | N | N | N | ""
10450 | 610002-DNFG | Hydraulic Puller Tensioner 6T SA-YQZ60 |  | 2016-12-23 07:15:02 | 0 | Set | 1080891450 | DNFG | IDR | Dong Fang | 0 | 13355 | Material | N | N | N | ""
10452 | 610003-DNFG | Hydraulic Tensioner 8 T SA - YZ 2X40 B |  | 2016-12-23 07:12:49 | 0 | Set | 988244000 | DNFG | IDR | Dong Fang | 0 | 13355 | Material | N | N | N | ""
12428 | 710013-0000 | Hyundai Ioniq 5 |  | 2024-08-01 18:19:18 | 0 | Pcs | 742500000 | 0000 | IDR | General | 0 | 0 | Material | N | N | N | ""
11153 | 211146-0000 | I Konektor A2C Lupine 2 x 1267 to Plate 4 - Holes Dia. 14.5 |  | 2018-09-25 11:08:13 | 0 | Pcs | 1165000 | 0000 | IDR | General | 0 | 0 | Material | N | N | N | ""
11160 | 211153-0000 | I Konektor A2C Lupine 2 x 1267 to Plate 8 - Holes Dia. 14 |  | 2018-09-25 11:25:27 | 0 | Pcs | 1165000 | 0000 | IDR | General | 0 | 0 | Material | N | N | N | ""
11166 | 211159-0000 | I Konektor A2C Lupine 2 x 1267 to to Plate 6 - Holes Dia. 14.3 |  | 2018-09-25 11:33:54 | 0 | Pcs | 1165000 | 0000 | IDR | General | 0 | 0 | Material | N | N | N | ""
11169 | 211162-0000 | I Konektor A3C 300 to Pin 40 mm |  | 2018-09-25 11:38:26 | 0 | Pcs | 793500 | 0000 | IDR | General | 0 | 0 | Material | N | N | N | ""
11151 | 211144-0000 | I Konektor A3C 300 to Plate 4 - Holes Dia. 14 |  | 2018-09-25 11:06:04 | 0 | Pcs | 1165000 | 0000 | IDR | General | 0 | 0 | Material | N | N | N | ""
11158 | 211151-0000 | I Konektor A3C 300 to Plate 4 - Holes Dia. 14.5 |  | 2018-09-25 11:18:27 | 0 | Pcs | 708500 | 0000 | IDR | General | 0 | 0 | Material | N | N | N | ""
11164 | 211157-0000 | I Konektor A3C 300 to Plate 8 - Holes Dia. 14 |  | 2018-09-25 11:30:42 | 0 | Pcs | 716500 | 0000 | IDR | General | 0 | 0 | Material | N | N | N | ""
11167 | 211160-0000 | I Konektor A3C 630 to Pin 40 mm |  | 2018-09-25 11:36:15 | 0 | Pcs | 847000 | 0000 | IDR | General | 0 | 0 | Material | N | N | N | ""
11150 | 211143-0000 | I Konektor A3C 630 to Plate 4 - Holes Dia. 14 |  | 2018-09-25 11:03:29 | 0 | Pcs | 748500 | 0000 | IDR | General | 0 | 0 | Material | N | N | N | ""
11157 | 211150-0000 | I Konektor A3C 630 to Plate 4 - Holes Dia. 14.5 |  | 2018-09-25 11:17:26 | 0 | Pcs | 748500 | 0000 | IDR | General | 0 | 0 | Material | N | N | N | ""
11162 | 211155-0000 | I Konektor A3C 630 to Plate 8 - Holes Dia. 14 |  | 2018-09-25 11:28:13 | 0 | Pcs | 770000 | 0000 | IDR | General | 0 | 0 | Material | N | N | N | ""
10765 | 323188-0000 | IED Busbar Protection FOR 12 BAYS |  | 2017-08-03 19:26:19 | 0 | Set | 0 | 0000 |  | General | 0 | 0 | Material | N | N | N | ""
12416 | 313643-0000 | IED Backup Protection Unit |  | 2024-07-16 17:30:12 | 0 | Set | 0 | 0000 |  | General | 0 | 0 | Material | N | N | N | ""
12417 | 313644-0000 | IED Bay Control Unit |  | 2024-07-16 17:31:14 | 0 | Set | 0 | 0000 |  | General | 0 | 0 | Material | N | N | N | ""
12419 | 313646-0000 | IED Main Protection Unit |  | 2024-07-16 17:36:51 | 0 | Set | 141840000 | 0000 | IDR | General | 0 | 0 | Material | N | N | N | ""
8080 | 521003-0000 | Ijin Penempatan Perangkat Panel, Indoor |  |  | 0 | Ls | 0 | 0000 |  |  | 0 | 0 |  | N | N | N
8081 | 521004-0000 | Ijin Penempatan Perangkat Panel, outdoor |  |  | 0 | Ls | 0 | 0000 |  |  | 0 | 0 |  | N | N | N
9943 | 521012-0000 | Ijin PU Perkota |  | 2015-07-02 15:12:58 | 0 | Ls | 0 | 0000 |  | General | 0 | 0 | Material | N | N | N | ""
12567 | 611342-0000 | Ijuk |  | 2025-01-15 20:12:45 | 0 | ikat | 20000 | 0000 | IDR | General | 0 | 0 | Material | N | N | N | ""
11015 | 820098-0000 | Iklan baris |  | 2017-10-27 10:46:30 | 0 | Ls | 9009009 | 0000 | IDR | General | 0 | 0 | Material | N | N | N | ""
10381 | 820095-0000 | Iklan Recruitment |  | 2016-10-06 09:31:29 | 0 | Ls | 9432000 | 0000 | IDR | General | 0 | 0 | Material | N | N | N | ""
9694 | 111325-0000 | Import fill with selected material |  | 2015-02-02 18:39:20 | 0 | M3 | 93755 | 0000 | IDR | General | 0 | 12502 | Material | N | N | N | ""
10442 | 313258-0000 | Import Licence Undername |  | 2016-12-06 13:47:06 | 0 | Ls | 13103000 | 0000 | IDR | General | 0 | 13510 | Material | N | N | N | ""
9546 | 720027-0000 | Import permit and custom clearance at Batam |  | 2014-11-17 12:23:52 | 0 | Ls | 1618000 | 0000 | IDR | General | 15000000 | 12148 | Material | N | N | N | ""
7433 | 410079-0000 | In Line Closure 12 core |  |  | 0 | Set | 0 | Gener |  |  | 0 | 0 |  | N | N | N
7434 | 410080-0000 | In Line Closure 24 core |  |  | 0 | Set | 483000 | Gener | IDR |  | 936753.32 | 0 |  | N | N | N
7435 | 410081-0000 | In Line Closure 48 core |  |  | 0 | Set | 738920 | Gener | IDR |  | 600000 | 0 |  | N | N | N
7436 | 410082-0000 | In Line Closure 96 core |  | 2015-12-14 11:20:34 | 0 | Set | 1400000 | Gener | IDR |  | 1000000 | 13984 |  | N | N | N
8137 | 411008-0000 | In Line FO Splice Closure 12 Core |  |  | 0 | Set | 0 | 0000 |  |  | 0 | 0 |  | N | N | N
8141 | 411012-0000 | In Line FO Splice Closure 144 Core |  |  | 0 | Set | 1000000 | 0000 | IDR |  | 1343810 | 0 |  | N | N | N
8138 | 411009-0000 | In Line FO Splice Closure 24 Core |  | 2016-02-25 16:16:33 | 0 | Set | 435000 | 0000 | IDR |  | 860000 | 13475 |  | N | N | N
8142 | 411013-0000 | In Line FO Splice Closure 264 Core |  |  | 0 | Set | 0 | 0000 |  |  | 0 | 0 |  | N | N | N
9393 | 413077-0000 | In Line FO Splice Closure 288 Core |  | 2014-08-11 10:40:31 | 0 | PCS | 1890000 | 0000 | IDR | General | 1700000 | 11711 | Material | N | N | N | ""
8139 | 411010-0000 | In Line FO Splice Closure 48 Core |  |  | 0 | Set | 100000 | 0000 | IDR |  | 550000 | 0 |  | N | N | N
8140 | 411011-0000 | In Line FO Splice Closure 96 Core |  |  | 0 | Set | 535000 | 0000 | IDR |  | 600000 | 0 |  | N | N | N
9216 | 521005-0000 | Incentive Sitac IBC |  | 2014-05-08 09:48:11 | 0 | Ls | 0 | 0000 | IDR | General | 0 | 11579 | Material | N | N | N | ""
9768 | 323099-0000 | Individual Test & Commissioning |  | 2015-02-03 14:23:20 | 0 | lot | 80000000 | 0000 | IDR | General | 0 | 12502 | Material | N | N | N | ""
9994 | 410001-COMB | Indoor Antenna - 806-960/1710-2500 Gain min. 4 dBi / 360 deg. Female Connector, Double port |  | 2015-09-30 09:36:21 | 0 | Pcs | 0 | COMB |  | COMBA | 0 | 0 | Material | N | N | N | ""
9997 | 410070-PACI | Indoor Antenna - Omni, 806-960/1710-2500 Gain min. 4 dBi / 360 deg. Female Connector, Double port |  | 2016-12-13 09:40:11 | 0 | Pcs | 406890 | PACI | IDR | PACIFIC WAVE | 406980 | 13539 | Material | N | N | N | ""
7306 | 410007-KTRN | Indoor Antenna - Bidirectional, Gain 7dBi, 800-2170 MHz |  |  | 0 | Pcs | 0 | Kathr |  |  | 0 | 0 |  | N | N | N
9995 | 410002-COMB | Indoor Antenna - Directional Panel Antenna, 806-960/1710-2500, Double port |  | 2015-09-30 09:38:56 | 0 | Pcs | 0 | COMB |  | COMBA | 0 | 0 | Material | N | N | N | ""
9998 | 410071-PACI | Indoor Antenna - Directional Panel Antenna, 806-960/1710-2500, Double port |  | 2015-09-30 11:00:43 | 0 | Pcs | 610335 | PACI | IDR | PACIFIC WAVE | 0 | 0 | Material | N | N | N | ""
7304 | 410005-KTRN | Indoor Antenna - Directional/Panel, Gain 7dBi, 800-2170 MHz |  |  | 0 | Pcs | 0 | Kathr |  |  | 0 | 0 |  | N | N | N
7305 | 410006-PACI | Indoor Antenna - Directional/Panel, Gain 7dBi, 800-2700 MHz |  |  | 0 | Pcs | 170000 | Pacif | IDR |  | 33 | 0 |  | N | N | N
7300 | 410001-KTRN | Indoor Antenna - Omni, Gain 2dBi, 800-2500MHz |  |  | 0 | Pcs | 0 | Kathr |  |  | 0 | 0 |  | N | N | N
9535 | 413115-0000 | Indoor Antenna - Omni, Gain 4,5dBi, 820-2500MHz |  | 2014-11-03 10:24:16 | 0 | Pcs | 0 | 0000 | IDR | General | 0 | 12168 | Material | N | N | N | ""
7301 | 410002-PACI | Indoor Antenna - Omni, Gain 4dBi, 800-2500MHz |  |  | 0 | Pcs | 257678 | Pacif | IDR |  | 22 | 0 |  | N | N | N
7302 | 410003-PACI | Indoor Antenna - Omni, Gain 4dBi, 800-2700MHz |  | 2015-06-25 09:37:57 | 0 | Pcs | 160000 | Pacif | IDR |  | 131276.05 | 13327 |  | N | N | N
9570 | 410001-MOBI | Indoor Antenna - Omni, Gain 5dBi, 800-2700MHz |  | 2014-12-01 17:27:43 | 0 | Pcs | 0 | MOBI | IDR | MOBI | 0 | 12206 | Material | N | N | N | ""
7303 | 410004-PACI | Indoor Antenna - Omni, Gain 5dBi, 800-2700MHz |  | 2016-02-09 15:36:47 | 0 | Pcs | 21 | Pacif | USD |  | 30 | 13820 |  | N | N | N
7709 | 210040-0000 | Indoor Cabinet Rectifier A |  |  | 0 | Set | 0 | Gener | "" | "" | 0 | 0 | Material | N | N | N
7710 | 210041-0000 | Indoor Cabinet Rectifier B |  |  | 0 | Set | 0 | Gener | "" | "" | 0 | 0 | Material | N | N | N
12271 | 611329-0000 | Industrial Steel Deck UDI 25 x 250 |  | 2023-06-03 18:02:09 | 0 | Pc/Month | 89100 | 0000 | IDR | General | 0 | 0 | Material | N | N | N | ""
11493 | 129382-0000 | Instalasi Air Bersih |  | 2019-09-05 09:16:06 | 0 | Ls | 64167 | 0000 | IDR | General | 0 | 0 | Material | N | N | N | ""
9524 | 424081-0000 | Instalasi FO Aerial Cable, 12 Core SM G652D, Easy to Split (SC) |  | 2014-10-30 14:10:19 | 0 | Mtr | 3055.5 | 0000 | IDR | General | 2250 | 12168 | Material | N | N | N | ""
9526 | 424082-0000 | Instalasi FO Aerial Cable, 24 Core SM G652D, Easy to Split (SC) |  | 2014-10-30 14:15:38 | 0 | Mtr | 3055.5 | 0000 | IDR | General | 2250 | 12168 | Material | N | N | N | ""
9522 | 424080-0000 | Instalasi FO Aerial Cable, 8 Core SM G652D, Easy to Split (SC) |  | 2014-10-30 14:07:17 | 0 | Mtr | 3055.5 | 0000 | IDR | General | 3174 | 12168 | Material | N | N | N | ""
9209 | 620001-0000 | Instalasi GPS VT310 untuk Excavator |  | 2014-04-28 14:08:24 | 0 | Unit | 0 | 0000 | IDR | General | 0 | 11430 | Material | N | N | N | ""
10962 | 424172-0000 | Instalasi PABX |  | 2017-09-13 10:50:32 | 0 | Set | 33176100 | 0000 | IDR | General | 0 | 0 | Material | N | N | N | ""
10902 | 221047-0000 | Instalasi pemasangan 150 kV Current Transformers |  | 2017-08-04 17:03:24 | 0 | Set | 0 | 0000 |  | General | 0 | 0 | Material | N | N | N | ""
10900 | 221045-0000 | Instalasi pemasangan 150 kV Disconnecting Switch (DS)COMPLETE WITH SUPPORTING STRUCTURE, CLAMP CONNECTORS, AND ALL ACCESSORIES include wiring |  | 2017-08-04 17:01:34 | 0 | Set | 0 | 0000 |  | General | 0 | 0 | Material | N | N | N | ""
10899 | 221044-0000 | Instalasi pemasangan 150 kV 3 PHASE SF6 CIRCUIT BREAKER, 3 POLE, 3150 A, 40 kA, COMPLETE WITH SUPPORTING STRUCTURE, CLAMP CONNECTORS, GAS SF6, AND ALL ACCESSORIES include wiring |  | 2017-08-04 17:00:42 | 0 | Set | 0 | 0000 |  | General | 0 | 0 | Material | N | N | N | ""
10901 | 221046-0000 | Instalasi pemasangan 150 kV Disconnecting Switch (DSE)COMPLETE |  | 2017-08-04 17:02:23 | 0 | Set | 0 | 0000 |  | General | 0 | 0 | Material | N | N | N | ""
11495 | 129384-0000 | Instalasi Pembuangan Air |  | 2019-09-05 09:18:16 | 0 | Ls | 23750 | 0000 | IDR | General | 0 | 0 | Material | N | N | N | ""
12688 | 424179-0000 | Instalasi Perangkat Digital Teleprotection dalam Panel Rak |  | 2025-07-28 18:58:47 | 0 | Unit | 0 | 0000 |  | General | 0 | 0 | Material | N | N | N | ""
12689 | 424180-0000 | Instalasi Perangkat Main Distribution Frame dalam Panel Rak |  | 2025-07-28 19:01:45 | 0 | Unit | 0 | 0000 |  | General | 0 | 0 | Material | N | N | N | ""
12687 | 424178-0000 | Instalasi Perangkat SDH STM-4 dalam Panel Rak |  | 2025-07-28 18:53:33 | 0 | Unit | 0 | 0000 |  | General | 0 | 0 | Material | N | N | N | ""
9449 | 424073-0000 | Install Antenna |  | 2014-09-02 13:00:37 | 13000 | Pcs | 0 | 0000 | IDR | General | 0 | 11694 | Material | Y | N | N | ""
8171 | 424019-0000 | Install BC-TR-5 Galian ,Pengurugan kembali dan perbaikan kembali , pengisian pasir , deeksten dan tanda rute untuk kabel tanah dan tempat sambung kedalaman 1,5 meter |  | 2013-07-10 14:13:42 | 0 | Mtr | 22000 | 0000 | IDR | General | 21500 | 9982 | Material | N | N | N | ""
9845 | 323115-0000 | Install Box KWH |  | 2015-03-11 14:25:29 | 0 | Pcs | 11164150 | 0000 | IDR | General | 150000 | 0 | Material | N | N | N | ""
9844 | 323114-0000 | Install Box MDP & Arrester Protection |  | 2015-03-11 14:22:36 | 0 | Pcs | 150000 | 0000 | IDR | General | 150000 | 0 | Material | N | N | N | ""
9101 | 323033-0000 | Install Box MDP & Arrester Protection |  | 2014-03-14 16:23:43 | 102500 | Set | 102500 | 0000 | IDR | General | 102500 | 11633 | Material | Y | N | N | ""
9110 | 323037-0000 | Install Busbar & isolator |  | 2014-03-14 16:29:20 | 27500 | Pcs | 15000000 | 0000 | IDR | General | 28000 | 11633 | Material | Y | N | N | ""
9846 | 323116-0000 | Install Busbar and Isolator |  | 2015-03-11 14:27:11 | 0 | Pcs | 34500 | 0000 | IDR | General | 28000 | 0 | Material | N | N | N | ""
9106 | 323035-0000 | Install Cable AAC 70 |  | 2014-03-14 16:26:40 | 2180 | Mtr | 0 | 0000 | IDR | General | 0 | 11633 | Material | Y | N | N | ""
9108 | 323036-0000 | Install Cable NYY 4 x 16 mm |  | 2014-03-14 16:27:50 | 1300 | Mtr | 1500 | 0000 | IDR | General | 1500 | 11633 | Material | Y | N | N | ""
9843 | 221027-0000 | Install Cable Tray |  | 2015-03-11 14:20:29 | 0 | Mtr | 33000 | 0000 | IDR | General | 6500 | 0 | Material | N | N | N | ""
9088 | 221013-0000 | Install Cable Tray |  | 2014-03-14 16:01:18 | 6500 | Mtr | 6500 | 0000 | IDR | General | 6500 | 11633 | Material | Y | N | N | ""
9455 | 129112-0000 | Install Civil IBC - Plester, cementinous & under layer |  | 2014-09-02 13:20:33 | 18000 | M2 | 18000 | 0000 | IDR | General | 18000 | 11694 | Material | Y | N | N | ""
9087 | 424050-0000 | Install Combiner |  | 2014-03-14 15:53:53 | 19000 | Pcs | 19000 | 0000 | IDR | General | 19000 | 11633 | Material | Y | N | N | ""
9119 | 129088-0000 | Install Concrete for foundation |  | 2014-03-14 16:44:44 | 107000 | M3 | 850000 | 0000 | IDR | General | 250000 | 11633 | Material | Y | N | N | ""
9450 | 424074-0000 | Install Coupler / Tapper |  | 2014-09-02 13:02:05 | 19000 | Pcs | 0 | 0000 | IDR | General | 0 | 11694 | Material | Y | N | N | ""
9086 | 424049-0000 | Install Feeder Cable |  | 2014-03-14 15:52:43 | 4500 | Mtr | 4500 | 0000 | IDR | General | 4500 | 11633 | Material | Y | N | N | ""
9121 | 129090-0000 | Install Form work |  | 2014-03-14 16:46:53 | 17000 | M2 | 20000 | 0000 | IDR | General | 20000 | 11633 | Material | Y | N | N | ""
10088 | 820089-0000 | Install IKR / Rumah |  | 2015-11-30 16:05:07 | 0 | Unit | 0 | 0000 |  | General | 0 | 0 | Material | N | N | N | ""
9413 | 424072-0000 | Install Jumper |  | 2014-08-28 16:35:04 | 19000 | ea | 19000 | 0000 | IDR | General | 19000 | 11684 | Material | Y | N | N | ""
9103 | 323034-0000 | Install KWH Box |  | 2014-03-14 16:24:52 | 102500 | Set | 102500 | 0000 | IDR | General | 102500 | 11633 | Material | Y | N | N | ""
9453 | 323048-0000 | Install ME IBC - Caldweld joint from splitzen to busbar bak kontrol |  | 2014-09-02 13:16:15 | 0 | Pcs | 0 | 0000 | IDR | General | 0 | 11694 | Material | Y | N | N | ""
9847 | 323117-0000 | Install ME IBC - Copper rod |  | 2015-03-11 14:28:26 | 0 | Pcs | 88000 | 0000 | IDR | General | 88000 | 0 | Material | N | N | N | ""
9451 | 323046-0000 | Install ME IBC - Copper rod |  | 2014-09-02 13:10:34 | 0 | Pcs | 88000 | 0000 | IDR | General | 88000 | 11694 | Material | Y | N | N | ""
9452 | 323047-0000 | Install ME IBC - Grounding cable |  | 2014-09-02 13:13:30 | 1800 | Pcs | 1800 | 0000 | IDR | General | 1800 | 11694 | Material | Y | N | N | ""
9848 | 323118-0000 | Install ME IBC - Lighting protection / splitzen |  | 2015-03-11 14:29:43 | 0 | Pcs | 40000 | 0000 | IDR | General | 50000 | 0 | Material | N | N | N | ""
9454 | 323049-0000 | Install ME IBC - Lighting protection / splitzen |  | 2014-09-02 13:18:29 | 36000 | Pcs | 36000 | 0000 | IDR | General | 36000 | 11694 | Material | Y | N | N | ""
10661 | 323161-0000 | Install ME IBC Panel ACPDB |  | 2017-07-05 16:24:59 | 0 | Pcs | 780000 | 0000 | IDR | General | 0 | 0 | Material | N | N | N | ""
11536 | 323205-0000 | Install ME IBC Optic cable |  | 2019-10-31 10:35:21 | 0 | Mtr | 0 | 0000 |  | General | 0 | 0 | Material | N | N | N | ""
10518 | 424166-0000 | Install ME IBC Power cable |  | 2017-02-10 15:29:32 | 1500 | Pcs | 0 | 0000 |  | General | 1500 | 13352 | Material | Y | N | N | ""
9869 | 413138-0000 | Install Optical Termination Box (OTB) 12 core include pigtail |  | 2015-04-16 15:05:00 | 0 | Pcs | 597440 | 0000 | IDR | General | 0 | 0 | Material | N | N | N | ""
9999 | 424123-0000 | Install Optical Termination Box (OTB) 48 core |  | 2015-10-01 09:06:31 | 0 | Set | 2389770 | 0000 | IDR | General | 0 | 0 | Material | N | N | N | ""
10000 | 424124-0000 | Install Optical Termination Box (OTB) 96 core |  | 2015-10-01 09:07:03 | 0 | Set | 0 | 0000 |  | General | 0 | 0 | Material | N | N | N | ""
9113 | 323038-0000 | Install PLN Connection |  | 2014-03-14 16:30:37 | 0 | Ls | 8131650 | 0000 | IDR | General | 0 | 11633 | Material | N | N | N | ""
11573 | 129392-0000 | Install Pole 12 m |  | 2020-01-31 10:16:42 | 0 | Ls | 0 | 0000 |  | General | 0 | 0 | Material | Y | N | N | ""
11535 | 129387-0000 | Install Pole 3 mtr |  | 2019-10-31 10:33:55 | 0 | Ls | 0 | 0000 |  | General | 0 | 0 | Material | N | N | N | ""
11538 | 129389-0000 | install pole 3m |  | 2019-11-01 21:08:28 | 0 | Ls | 0 | 0000 |  | General | 0 | 0 | Material | N | N | N | ""
9215 | 221014-0000 | Install Pole 6 mtr |  | 2014-05-07 15:36:30 | 1115 | ea | 1115 | 0000 | IDR | General | 1115 | 11579 | Material | Y | N | N | ""
9120 | 129089-0000 | Install Rebar for foundation |  | 2014-03-14 16:45:38 | 1200 | Kg | 1200 | 0000 | IDR | General | 1200 | 11633 | Material | Y | N | N | ""
10942 | 129322-0000 | install red brick |  | 2017-09-07 14:14:44 | 15000 | M2 | 0 | 0000 |  | General | 0 | 0 | Material | Y | N | N | ""
8173 | 424021-0000 | Install SC-MP-C Concrete Marking Post with hight 1 mtr |  | 2013-07-10 14:16:29 | 0 | Pcs | 75000 | 0000 | IDR | General | 75000 | 9982 | Material | N | N | N | ""
9412 | 424071-0000 | Install Splitter |  | 2014-08-28 16:33:58 | 19000 | ea | 19000 | 0000 | IDR | General | 19000 | 11684 | Material | Y | N | N | ""
8164 | 424012-0000 | Install TC-OF-R-19 optical fiber cable rack 19 Inch. |  | 2013-07-10 13:49:05 | 0 | ea | 300000 | 0000 | IDR | General | 0 | 9982 | Material | N | N | N | ""
8675 | 424043-0000 | Install TC-SM-144 termination and exchange joint of a single mode optical fiber cable, CTF/BOX, 144 optical cores included pig tail, protection sleeve. |  | 2013-10-04 16:15:22 | 0 | ea | 1 | 0000 | IDR | General | 0 | 11132 | Material | N | N | N | ""
8328 | 424034-0000 | Install TC-SM-24 termination and exchange joint of a single mode optical fiber cable, CTF/BOX, 24 optical cores included pig tail, protection sleeve. |  | 2013-08-01 15:10:29 | 0 | ea | 750000 | 0000 | IDR | General | 840000 | 10101 | Material | N | N | N | ""
8163 | 424011-0000 | Install TC-SM-48 termination and exchange joint of a single mode optical fiber cable, CTF/BOX, 48 optical cores included pig tail, protection sleeve. |  | 2013-07-10 13:47:55 | 0 | ea | 0 | 0000 | IDR | General | 0 | 9982 | Material | N | N | N | ""
12728 | 323239-0000 | Installation of ACSR/AS 250-A1/SA1A-26/7 Conductors Complete with Fittings and Accessories |  | 2025-10-07 14:45:23 | 0 | Kmr | 0 | 0000 |  | General | 0 | 0 | Material | N | N | N | ""
8814 | 313045-0000 | Insulator 120 kN |  | 2013-12-16 17:11:10 | 0 | Pcs | 15 | 0000 | USD | General | 15 | 11916 | Material | N | N | N | ""
10992 | 211141-0000 | Insulator 120 kN with fog type |  | 2017-09-22 17:42:53 | 0 | Pcs | 295000 | 0000 | IDR | General | 0 | 0 | Material | N | N | N | ""
11886 | 313538-0000 | Insulator Extension Strap |  | 2021-09-23 20:34:26 | 0 | Pcs | 1259616 | 0000 | IDR | General | 0 | 0 | Material | N | N | N | ""
11898 | 211375-0000 | Insulator Guy Strain |  | 2021-09-23 21:08:25 | 0 | Pcs | 30 | 0000 | USD | General | 0 | 0 | Material | N | N | N | ""
7705 | 210036-0000 | Insulator Type 210kN CA-842EZ |  | 2015-11-25 11:37:33 | 0 | Pcs | 390000 | Gener | IDR | "" | 400000 | 13735 | Material | N | N | N
10002 | 313189-0000 | Insulator U120B (F12/146DC) |  | 2015-10-06 09:58:52 | 0 | Pcs | 230000 | 0000 | IDR | General | 0 | 14650 | Material | N | N | N | ""
9996 | 313188-0000 | Insulator U120BP (F120P/146) |  | 2015-09-30 15:29:53 | 0 | Pcs | 283784 | 0000 | IDR | General | 0 | 14425 | Material | N | N | N | ""
12348 | 323212-0000 | Integrasi including Commisioning MUX eksisting dan RCC |  | 2024-05-16 14:24:03 | 0 | Set | 0 | 0000 |  | General | 0 | 0 | Material | N | N | N | ""
12368 | 323217-0000 | Integrasi including Commisioning RCP eksisting |  | 2024-05-19 07:57:27 | 0 | bay | 28675000 | 0000 | IDR | General | 0 | 0 | Material | N | N | N | ""
12369 | 323218-0000 | Integrasi including Commisioning SAS eksisting |  | 2024-05-19 07:59:11 | 0 | bay | 28675000 | 0000 | IDR | General | 0 | 0 | Material | N | N | N | ""
9840 | 313171-0000 | Integrasi including Commisioning SAS eksisting |  | 2015-03-10 16:24:17 | 0 | lot | 22381800 | 0000 | IDR | General | 18531 | 12907 | Material | N | N | N | ""
12370 | 323219-0000 | Integrasi including Commisioning to Busbar Protection Existing |  | 2024-05-19 08:04:50 | 0 | bay | 28675000 | 0000 | IDR | General | 0 | 0 | Material | N | N | N | ""
12539 | 323229-0000 | Interconnection with existing telecommunication equipment (PAX, PLC, Optical MUX, etc) |  | 2024-12-02 17:07:57 | 0 | SS | 0 | 0000 |  | General | 0 | 0 | Material | N | N | N | ""
12491 | 313677-0000 | Internal Wiring Consumable Item |  | 2024-11-07 15:07:03 | 0 | Ls | 100 | 0000 | IDR | General | 0 | 0 | Material | N | N | N | ""
12160 | 313588-0000 | Inverse Double Tension Stringset for Conductor 2xTACSR 410 |  | 2022-09-22 12:58:48 | 0 | Set | 4717890 | 0000 | IDR | General | 0 | 0 | Material | N | N | N | ""
12172 | 211444-0000 | Inverse Double Tension Stringset for Conductor 2xTACSR 410 w/o Compression Dead End |  | 2022-10-20 08:07:10 | 0 | Set | 3617890 | 0000 | IDR | General | 0 | 0 | Material | N | N | N | ""
8809 | 313040-0000 | Inverse Single Tension 120 kN, l xAC5R 240/40, 16mm Couple |  | 2014-08-07 19:07:28 | 0 | Set | 1944630 | 0000 | IDR | General | 148.41 | 11916 | Material | N | N | N | ""
11830 | 211339-0000 | Inverse Single Tension Stringset for Conductor 2xTACSR 410 |  | 2021-09-01 08:24:22 | 0 | Set | 3875235 | 0000 | IDR | General | 0 | 0 | Material | N | N | N | ""
9311 | 313071-0000 | Inverter |  | 2017-09-12 15:11:14 | 0 | Set | 0 | 0000 | IDR | General | 0 | 11683 | Material | N | N | N | ""
10848 | 313315-0000 | Inverter - 3kVA INVERTER, 1 Phase, 220 VAC, 50 Hz |  | 2017-08-04 10:55:05 | 0 | Set | 150608000 | 0000 | IDR | General | 0 | 0 | Material | N | N | N | ""
11095 | 129345-0000 | Investigasi Pondasi Tower Existing |  | 2018-04-16 16:49:41 | 0 | Ls | 0 | 0000 |  | General | 0 | 0 | Material | N | N | N | ""
10270 | 611087-0000 | Isi Ulang Aqua Galon |  | 2016-07-29 10:39:22 | 0 | Unit | 1217000 | 0000 | IDR | General | 0 | 0 | Material | N | N | N | ""
10415 | 810023-0000 | Isi ulang tinta stempel |  | 2016-11-23 09:25:11 | 0 | Pcs | 0 | 0000 |  | General | 0 | 0 | Material | N | N | N | ""
9429 | 313085-0000 | Isolasi Unibel |  | 2014-09-02 09:56:22 | 0 | Pcs | 15000 | 0000 | IDR | General | 9000 | 11694 | Material | N | N | N | ""
11221 | 810072-0000 | Isolatif |  | 2018-12-11 14:12:35 | 0 | Pcs | 8000 | 0000 | IDR | General | 0 | 0 | Material | N | N | N | ""
11220 | 810071-0000 | Isolatif Track |  | 2018-12-11 14:11:35 | 0 | Pcs | 50000 | 0000 | IDR | General | 0 | 0 | Material | N | N | N | ""
7659 | 310053-0000 | Isolator |  | 2015-06-01 15:01:16 | 0 | Pcs | 0 | Gener | "" | "" | 15000 | 13147 | Material | N | N | N
7693 | 210024-0000 | Isolator bubut 50x40 mm |  |  | 0 | Pcs | 15000 | Gener | IDR | "" | 195000 | 0 | Material | N | N | N
12685 | 820140-0000 | Iuran Program Khusus Jasa Konstruksi |  | 2025-07-15 10:20:55 | 0 | Ls | 123882000 | 0000 | IDR | General | 0 | 0 | Material | N | N | N | ""
12782 | 111704-0000 | IWF 125 mm - 60 mm - 6 mm, panjang 12 m |  | 2025-11-22 22:02:01 | 0 | btg | 0 | 0000 |  | General | 0 | 0 | Material | N | N | N | ""
12783 | 111705-0000 | IWF 125 mm - 60 mm - 6 mm, panjang 6 m |  | 2025-11-22 22:09:32 | 0 | btg | 0 | 0000 |  | General | 0 | 0 | Material | N | N | N | ""
11956 | 611240-0000 | Jack Hammer |  | 2021-10-24 11:04:03 | 0 | Unit | 2965834 | 0000 | IDR | General | 0 | 0 | Material | N | N | N | ""
10265 | 620007-0000 | Jaminan sewa mesin fotocopy IR 2525 s/n FRz 32683 |  | 2016-07-26 16:55:13 | 0 | Ls | 0 | 0000 |  | General | 0 | 0 | Material | N | N | N | ""
9417 | 820057-0000 | Jamsostek |  | 2014-08-29 10:33:53 | 0 | Ls | 26774760 | 0000 | IDR | General | 0 | 11684 | Material | N | N | N | ""
9245 | 611030-0000 | Jas Hujan (dengan Spot Light) |  | 2014-05-16 11:01:39 | 0 | Pcs | 130000 | 0000 | IDR | General | 0 | 11558 | Material | N | N | N | ""
9743 | 323074-0000 | Jasa 150 kV 3 Phase Disconnecting Switch motor operated, 31.5 kA 2000 A without Earthing switch, complete with clamps and supporting structure for Bus Coupler bay |  | 2016-02-10 11:06:59 | 0 | Set | 0 | 0000 | IDR | General | 0 | 12502 | Material | N | N | N | ""
9746 | 323077-0000 | Jasa 150 kV Current transformer for Bus-Coupler bay complete with clamps and supporting structure comprising, Core 1, 1000-2000/1 A, Class 5P20 Class 0.2 for over current protection, Earth fault protection, instrument. Core 2, 100 |  | 2016-02-10 11:09:02 | 0 | Unit | 0 | 0000 | IDR | General | 0 | 12502 | Material | N | N | N | ""
9745 | 323076-0000 | Jasa 150 kV Current Transformer for Bus-Coupler Bay complete with clamps and supporting structure comprising, Core 1, 1000-2000/1 A, Class X for Main Busbar Protection |  | 2016-02-10 11:08:41 | 0 | Unit | 0 | 0000 | IDR | General | 0 | 12502 | Material | N | N | N | ""
9757 | 323088-0000 | Jasa 150/70kV, 60 MVA 3-Phase Pawer Transformer include Remote Control Panel (RCP) complete with accessories and supporting structure for mounting 150 kV and 70 kV NCT |  | 2016-02-10 11:12:30 | 0 | Unit | 0 | 0000 | IDR | General | 0 | 12502 | Material | N | N | N | ""
8161 | 411018-0000 | Jasa BCTR-ROCK Galian batu masif miniman 110 cm panjang minimum 5 m di cor beton 123 tebal 30 cm dengan marking post |  | 2013-07-10 12:19:30 | 0 | Mtr | 175278 | 0000 | IDR | General | 120000 | 9982 | Material | N | N | N | ""
10196 | 129140-0000 | Jasa bongkar, pindah, dan pasang kembali lantai tingkat Mezzanine |  | 2016-05-25 14:21:28 | 0 | Ls | 600000 | 0000 | IDR | General | 0 | 0 | Material | N | N | N | ""
10187 | 129138-0000 | Jasa Bore Pile |  | 2016-10-27 14:53:18 | 0 | Mtr | 170000 | 0000 | IDR | General | 0 | 13019 | Material | N | N | N | ""
11130 | 129350-0000 | Jasa borepile (tanpa pembesian dan pengecoran |  | 2018-06-07 15:01:59 | 0 | Mtr | 60000 | 0000 | IDR | General | 0 | 0 | Material | N | N | N | ""
11197 | 129353-0000 | jasa borepile dia. 40cm (boring, rebar, cor) |  | 2018-11-14 17:30:23 | 0 | Mtr | 100000 | 0000 | IDR | General | 0 | 0 | Material | N | N | N | ""
10188 | 129139-0000 | Jasa Cor Pondasi Pad and Chimney T19 |  | 2016-05-13 10:41:55 | 0 | M3 | 1000000 | 0000 | IDR | General | 0 | 0 | Material | N | N | N | ""
12033 | 111618-0000 | Jasa dan Supply Pagar/Pintu Harmonika termasuk Rangka |  | 2022-01-27 13:49:31 | 0 | M2 | 0 | 0000 |  | General | 0 | 0 | Material | N | N | N | ""
8166 | 424014-0000 | Jasa DD-BM-1 Instalasi dengan Metode Boring mesin atau Manual 1 arah. |  | 2013-07-10 13:51:51 | 0 | Mtr | 65000 | 0000 | IDR | General | 65000 | 9982 | Material | N | N | N | ""
11549 | 129391-0000 | Jasa Hammer Test |  | 2019-11-20 16:14:05 | 0 | Site | 400000 | 0000 | IDR | General | 0 | 0 | Material | N | N | N | ""
11676 | 323207-0000 | Jasa Instalasi CCTV |  | 2020-10-02 11:12:37 | 0 | Pcs | 500000 | 0000 | IDR | General | 0 | 0 | Material | N | N | N | ""
12548 | 221061-0000 | Jasa Kalibrasi Compression Testing Machine |  | 2024-12-20 16:40:23 | 0 | Set | 5775000 | 0000 | IDR | General | 0 | 0 | Material | N | N | N | ""
11115 | 820100-0000 | Jasa Konsultan Desain Tower |  | 2018-05-18 16:52:08 | 0 | Set | 2400000 | 0000 | IDR | General | 0 | 0 | Material | N | N | N | ""
9749 | 323080-0000 | Jasa Marshalling kiosks for Bus Coupler bay |  | 2016-02-10 10:59:27 | 0 | Set | 0 | 0000 | IDR | General | 0 | 12502 | Material | N | N | N | ""
9742 | 323073-0000 | Jasa Marshalling kiosks for IBT bay |  | 2016-02-10 10:37:23 | 0 | Set | 0 | 0000 | IDR | General | 0 | 12502 | Material | N | N | N | ""
9078 | 221012-0000 | Jasa Operator |  | 2014-03-07 15:45:26 | 0 | Hr | 150000 | 0000 | IDR | General | 0 | 11793 | Material | N | N | N | ""
11312 | 820103-0000 | Jasa Operator Excavator |  | 2019-03-21 17:22:17 | 0 | Day | 225000 | 0000 | IDR | General | 0 | 0 | Material | N | N | N | ""
8329 | 424008-0000 | Jasa OS-SM-24 Splice/joint of single mod optical fiber, 24 core |  | 2013-08-01 15:14:22 | 0 | ea | 750000 | 0000 | IDR | General | 750000 | 10101 | Material | N | N | N | ""
8176 | 424022-0000 | Jasa OS-SM-48 Splice/joint of single mode optical fiber, 48 core |  | 2013-07-10 14:20:59 | 0 | ea | 21500000 | 0000 | IDR | General | 21500000 | 9982 | Material | N | N | N | ""
11670 | 129393-0000 | Jasa Pasang Tiang Pancang |  | 2020-09-29 21:15:34 | 0 | Mtr | 191473 | 0000 | IDR | General | 0 | 0 | Material | N | N | N | ""
11230 | 129354-0000 | Jasa pekerjaan sipil gedung kontrol |  | 2018-12-13 18:28:01 | 0 | M2 | 451000 | 0000 | IDR | General | 0 | 0 | Material | N | N | N | ""
12700 | 129477-0000 | Jasa Pemancangan Tiang Pancang Beton Pracetak Prategang 40 x 40 cm |  | 2025-08-04 19:07:33 | 0 | Mtr | 0 | 0000 |  | General | 0 | 0 | Material | N | N | N | ""
12719 | 129481-0000 | Jasa Pemancangan Tiang Pancang Beton Pracetak Prategang ukr. 400 x 400 mm / Dia. 400 mm menggunakan Drop Hammer |  | 2025-09-15 12:46:42 | 0 | Mtr | 69444.44 | 0000 | IDR | General | 0 | 0 | Material | N | N | N | ""
10383 | 424164-0000 | Jasa pemasangan antenna panel Outdoor wall mounted & penarikan kable Optik |  | 2016-10-14 14:52:35 | 0 | Ls | 0 | 0000 |  | General | 0 | 0 | Material | N | N | N | ""
12616 | 424176-0000 | Jasa Pemasangan Kabel FO 4 core |  | 2025-03-24 13:00:11 | 0 | Mtr | 13000 | 0000 | IDR | General | 0 | 0 | Material | N | N | N | ""
10173 | 424149-0000 | Jasa Pemasangan/Penarikan Kabel In Duct Fiber Optik Single Mode 24 core G 652 D (DC-OF-SM-24D) |  | 2016-04-21 11:48:37 | 0 | Mtr | 0 | 0000 |  | General | 0 | 0 | Material | N | N | N | ""
11969 | 129432-0000 | Jasa Pembuatan Bagan |  | 2021-11-04 21:25:24 | 0 | Ls | 6000000 | 0000 | IDR | General | 0 | 0 | Material | N | N | N | ""
11767 | 323209-0000 | Jasa Penarikan Tali Pancing / eret-eret dengan Drone |  | 2021-02-10 10:01:18 | 0 | Km | 0 | 0000 |  | General | 0 | 0 | Material | N | N | N | ""
10172 | 424148-0000 | Jasa Pencarian Lokasi Kerusakan Kabel (Service Fault Locator) |  | 2016-04-15 14:46:56 | 0 | Ls | 0 | 0000 |  | General | 0 | 0 | Material | N | N | N | ""
11194 | 129352-0000 | jasa pengecoran ready mix |  | 2018-11-12 15:35:08 | 0 | M3 | 170000 | 0000 | IDR | General | 0 | 0 | Material | N | N | N | ""
12778 | 129484-0000 | Jasa Penggunaan Drop Hammer untuk Pelaksanaan PDA Test |  | 2025-11-17 09:18:01 | 0 | Ttk | 2500000 | 0000 | IDR | General | 0 | 0 | Material | N | N | N | ""
12775 | 323245-0000 | Jasa Pengujian Tan Delta / Dissipation Factor untuk CT / CVT 150 kV |  | 2025-11-11 09:02:37 | 0 | Pcs | 2150000 | 0000 | IDR | General | 0 | 0 | Material | N | N | N | ""
9319 | 323043-0000 | Jasa pengurusan SPJBTL, STO, dan SLO |  | 2014-06-11 14:50:22 | 0 | Ls | 0 | 0000 | IDR | General | 0 | 11683 | Material | N | N | N | ""
12006 | 611273-0000 | Jasa Penyimpanan Barang |  | 2022-01-01 20:53:02 | 0 | Mth | 0 | 0000 |  | General | 0 | 0 | Material | N | N | N | ""
12032 | 129433-0000 | Jasa Screed lantai / pondasi |  | 2022-01-27 12:46:41 | 0 | M2 | 0 | 0000 |  | General | 0 | 0 | Material | N | N | N | ""
12761 | 323242-0000 | Jasa Sertifikasi dan Penerbitan Rekomendasi Laik Bertegangan |  | 2025-10-31 05:37:58 | 0 | Ls | 39279400 | 0000 | IDR | General | 0 | 0 | Material | N | N | N | ""
12760 | 323241-0000 | Jasa Sertifikasi Penerbitan Rekomendasi Laik Bertengangan |  | 2025-10-30 11:03:36 | 0 | Ls | 40000000 | 0000 | IDR | General | 0 | 0 | Material | N | N | N | ""
12111 | 313570-0000 | Jasa Sertifikasi Penerbitan Sertifikat Layak Operasi |  | 2022-06-28 12:55:09 | 0 | lot | 0 | 0000 |  | General | 0 | 0 | Material | N | N | N | ""
12112 | 323210-0000 | Jasa Sertifikasi Penerbitan Sertifikat Layak Operasi |  | 2022-06-28 12:59:30 | 0 | lot | 20000000 | 0000 | IDR | General | 0 | 0 | Material | N | N | N | ""
12776 | 323246-0000 | Jasa Sewa CPC 100 termasuk Operator |  | 2025-11-13 13:47:19 | 0 | Day | 4000000 | 0000 | IDR | General | 0 | 0 | Material | N | N | N | ""
12617 | 424177-0000 | Jasa Splicing Kabel FO 4 core |  | 2025-03-24 13:02:40 | 0 | Ttk | 250000 | 0000 | IDR | General | 0 | 0 | Material | N | N | N | ""
8566 | 129024-0000 | Jasa Tower Foundations Type BB4 Class 6 Piled |  | 2016-02-10 11:01:31 | 0 | Twr | 0 | 0000 | IDR | General | 0 | 11132 | Material | N | N | N | ""
12777 | 323247-0000 | Jasa Uji Kestabilan Proteksi Busbar 150 kV (Primary Injection Test Kondisi Padam) |  | 2025-11-13 14:01:56 | 0 | bay | 10000000 | 0000 | IDR | General | 0 | 0 | Material | N | N | N | ""
10170 | 211098-0000 | J-Bolt M16 x 630 mm, 3 nut, 2 plate washer, 1 spring washer |  | 2016-03-23 14:17:16 | 0 | Set | 25255 | 0000 | IDR | General | 0 | 0 | Material | N | N | N | ""
9873 | 211092-0000 | J-Bolt M24 x 500 mm, 3 nut, 2 plate washer, 1 spring washer |  | 2015-04-17 07:22:54 | 0 | Set | 22820 | 0000 | IDR | General | 69561.38 | 0 | Material | N | N | N | ""
9872 | 211091-0000 | J-Bolt M24 x 630 mm, 3 nut, 2 plate washer, 1 spring washer |  | 2015-04-17 07:21:16 | 0 | Set | 22770 | 0000 | IDR | General | 90285 | 0 | Material | N | N | N | ""
10169 | 211097-0000 | J-Bolt M30 x 770 mm, 3 nut, 2 plate washer, 1 spring washer |  | 2016-03-23 14:14:36 | 0 | Set | 22825 | 0000 | IDR | General | 0 | 0 | Material | N | N | N | ""
11662 | 611177-0000 | Jebroach Projobber 24 mm |  | 2020-09-27 19:14:58 | 0 | Pcs | 600000 | 0000 | IDR | General | 0 | 0 | Material | N | N | N | ""
11356 | 611131-0000 | Jebroach Projobber 26 mm |  | 2019-04-18 10:31:11 | 0 | Pcs | 650000 | 0000 | IDR | General | 0 | 0 | Material | N | N | N | ""
9510 | 413104-0000 | Jembatan Kabel gantung dengan 1 pole concrete tinggi 9 meter, lebar kurang dari 40m |  | 2016-02-05 16:22:22 | 0 | Mtr | 180000 | 0000 | IDR | General | 0 | 12210 | Material | N | N | N | ""
11444 | 111526-0000 | Jendela type BV |  | 2019-07-22 10:24:17 | 0 | Set | 0 | 0000 |  | General | 0 | 0 | Material | N | N | N | ""
11436 | 111518-0000 | Jendela type J1 |  | 2019-07-22 10:18:55 | 0 | Set | 1100000 | 0000 | IDR | General | 0 | 0 | Material | N | N | N | ""
11437 | 111519-0000 | Jendela type J2 |  | 2019-07-22 10:19:29 | 0 | Set | 950000 | 0000 | IDR | General | 0 | 0 | Material | N | N | N | ""
11438 | 111520-0000 | Jendela type J3 |  | 2019-07-22 10:20:16 | 0 | Set | 250000 | 0000 | IDR | General | 0 | 0 | Material | N | N | N | ""
11439 | 111521-0000 | Jendela type J4 |  | 2019-07-22 10:20:53 | 0 | Set | 2952000 | 0000 | IDR | General | 0 | 0 | Material | N | N | N | ""
11440 | 111522-0000 | Jendela type J5 |  | 2019-07-22 10:21:33 | 0 | Set | 2100000 | 0000 | IDR | General | 0 | 0 | Material | N | N | N | ""
11441 | 111523-0000 | Jendela type J6 |  | 2019-07-22 10:22:14 | 0 | Set | 1663000 | 0000 | IDR | General | 0 | 0 | Material | N | N | N | ""
11442 | 111524-0000 | Jendela type J7 |  | 2019-07-22 10:22:56 | 0 | Set | 2702700 | 0000 | IDR | General | 0 | 0 | Material | N | N | N | ""
11443 | 111525-0000 | Jendela type J8 |  | 2019-07-22 10:23:33 | 0 | Set | 0 | 0000 |  | General | 0 | 0 | Material | N | N | N | ""
11354 | 611129-0000 | Jetbroach Projobber 18mm |  | 2019-04-18 10:29:06 | 0 | Pcs | 450000 | 0000 | IDR | General | 0 | 0 | Material | N | N | N | ""
11355 | 611130-0000 | Jetbroach Projobber 22mm |  | 2019-04-18 10:30:08 | 0 | Pcs | 550000 | 0000 | IDR | General | 0 | 0 | Material | N | N | N | ""
11669 | 111564-0000 | Join Plat 8 mm |  | 2020-09-29 21:02:04 | 0 | Set | 575000 | 0000 | IDR | General | 0 | 0 | Material | N | N | N | ""
12701 | 111696-0000 | Joint Plat 8 mm uk.40 x 40 |  | 2025-08-04 19:09:30 | 0 | Mtr | 0 | 0000 |  | General | 0 | 0 | Material | N | N | N | ""
12679 | 111690-0000 | Joint Plat T 5 mm for Square Pile 30 cm x 30 cm |  | 2025-07-08 17:30:45 | 0 | Pcs | 122397.26 | 0000 | IDR | General | 0 | 0 | Material | N | N | N | ""
12702 | 111697-0000 | Joint Plat T 8 mm for Square Pile 40 cm x 40 cm |  | 2025-08-04 19:11:54 | 0 | Pcs | 0 | 0000 |  | General | 0 | 0 | Material | N | N | N | ""
11069 | 323203-0000 | Joint Sealing & Joint Filler (4 mm) |  | 2018-03-20 11:01:25 | 0 | Mtr | 0 | 0000 |  | General | 0 | 0 | Material | N | N | N | ""
11671 | 129394-0000 | Joint Welding Tiang Pancang |  | 2020-09-29 21:17:50 | 0 | Set | 100000 | 0000 | IDR | General | 0 | 0 | Material | N | N | N | ""
8251 | 423018-0000 | Jointing from Inner TI outer MDF cables with Service |  | 2013-07-26 13:26:07 | 0 | Core | 0 | 0000 | IDR | General | 0 | 9991 | Material | N | N | N | ""
9196 | 313054-0000 | Jointing Tray W150 |  | 2014-04-25 11:05:04 | 0 | Pcs | 20000 | 0000 | IDR | General | 11000 | 11313 | Material | N | N | N | ""
9442 | 211056-0000 | Jointing Tray W300 |  | 2014-09-02 10:26:25 | 0 | Pcs | 10332 | 0000 | IDR | General | 13000 | 11694 | Material | N | N | N | ""
11786 | 611183-0000 | Jumbo Bag |  | 2021-06-10 13:23:48 | 0 | Pcs | 51000 | 0000 | IDR | General | 0 | 0 | Material | N | N | N | ""
10395 | 313244-0000 | Jumpart LAC dari Crossbar ke CB pakai TAL 850 sqmm |  | 2016-11-14 10:57:02 | 0 | Pcs | 0 | 0000 |  | General | 0 | 0 | Material | N | N | N | ""
7326 | 410014-LEON | Jumper Coaxial Din(m) RA-Din(m), 3m |  |  | 0 | Pcs | 0 | Leoni |  |  | 0 | 0 |  | N | N | N
7327 | 410014-PACI | Jumper Coaxial Din(m) RA-Din(m), 3m |  |  | 0 | Pcs | 18 | Pacif | USD |  | 18 | 0 |  | N | N | N
9136 | 413054-0000 | Jumper Coaxial Din(m) RA-Din(m), 5m |  | 2014-04-18 06:34:17 | 0 | Pcs | 27 | 0000 | USD | General | 27 | 11313 | Material | N | N | N | ""
9482 | 413094-0000 | Jumper Coaxial Din(m) RA-N(f), 5m |  | 2014-10-02 15:18:14 | 0 | Pcs | 35 | 0000 | USD | General | 35 | 11973 | Material | N | N | N | ""
7328 | 410015-0000 | Jumper Coaxial Din(m) RA-N(m), 5m |  |  | 0 | Pcs | 473690 | Gener | IDR |  | 33.4 | 0 |  | N | N | N
7329 | 410016-PACI | Jumper Coaxial Din(m)-Din(f), 3m |  |  | 0 | Pcs | 0 | Pacif |  |  | 0 | 0 |  | N | N | N
9143 | 413058-0000 | Jumper Coaxial Din(m)-Din(m), 1m |  | 2014-04-18 07:02:19 | 0 | Pcs | 15 | 0000 | USD | General | 15 | 11313 | Material | N | N | N | ""
7330 | 410017-ANDR | Jumper Coaxial Din(m)-Din(m), 3m |  |  | 0 | Pcs | 0 | Andre |  |  | 0 | 0 |  | N | N | N
7331 | 410018-LEON | Jumper Coaxial Din(m)-Din(m), 5m |  |  | 0 | Pcs | 0 | Leoni |  |  | 0 | 0 |  | N | N | N
7332 | 410018-PACI | Jumper Coaxial Din(m)-Din(m), 5m |  | 2018-07-26 13:22:46 | 0 | Pcs | 0 | Pacif |  |  | 175000 | 14478 |  | N | N | N
7333 | 410019-0000 | Jumper Coaxial Din(m)-N(f), 1m |  |  | 0 | Pcs | 203040 | Gener | IDR |  | 12.2 | 0 |  | N | N | N
7334 | 410019-PACI | Jumper Coaxial Din(m)-N(f), 1m |  |  | 0 | Pcs | 0 | Pacif |  |  | 0 | 0 |  | N | N | N
7335 | 410020-LEON | Jumper Coaxial Din(m)-N(f), 3m |  |  | 0 | Pcs | 0 | Leoni |  |  | 0 | 0 |  | N | N | N
7336 | 410021-0000 | Jumper Coaxial Din(m)-N(f), 5m |  |  | 0 | Pcs | 35 | Gener | USD |  | 35 | 0 |  | N | N | N
7337 | 410022-ANDR | Jumper Coaxial Din(m)-N(m), 1m |  |  | 0 | Pcs | 0 | Andre |  |  | 0 | 0 |  | N | N | N
7338 | 410022-0000 | Jumper Coaxial Din(m)-N(m), 1m |  | 2016-10-28 14:03:24 | 0 | Pcs | 0 | Gener |  |  | 225000 | 13019 |  | N | N | N
7339 | 410022-PACI | Jumper Coaxial Din(m)-N(m), 1m |  |  | 0 | Pcs | 0 | Pacif |  |  | 0 | 0 |  | N | N | N
9801 | 413127-0000 | Jumper Coaxial Din(m)-N(m), 2m |  | 2015-06-19 13:52:14 | 0 | Pcs | 216576 | 0000 | IDR | General | 24 | 13324 | Material | N | N | N | ""
7340 | 410023-0000 | Jumper Coaxial Din(m)-N(m), 3m |  |  | 0 | Pcs | 26.8 | Gener | USD |  | 26.8 | 0 |  | N | N | N
7341 | 410023-PACI | Jumper Coaxial Din(m)-N(m), 3m |  |  | 0 | Pcs | 26.8 | Pacif | USD |  | 26.8 | 0 |  | N | N | N
7342 | 410024-LEON | Jumper Coaxial Din(m)-N(m), 5m |  |  | 0 | Pcs | 30 | Leoni | USD |  | 30 | 0 |  | N | N | N
9484 | 413096-0000 | Jumper Coaxial Din(m)RA-N(f), 3m |  | 2014-10-06 14:43:25 | 0 | Pcs | 35 | 0000 | USD | General | 35 | 12020 | Material | N | N | N | ""
9830 | 410062-LEON | Jumper Coaxial N (m) - N (m) 1 m |  | 2015-06-03 14:06:49 | 0 | Pcs | 160000 | LEON | IDR | LEONI | 12 | 13217 | Material | N | N | N | ""
7343 | 410025-LEON | Jumper Coaxial N(m)-N(f), 0.3m |  |  | 0 | Pcs | 0 | Leoni |  |  | 0 | 0 |  | N | N | N
7344 | 410025-RSBG | Jumper Coaxial N(m)-N(f), 0.3m |  |  | 0 | Pcs | 0 | Rosen |  |  | 0 | 0 |  | N | N | N
7345 | 410025-ANDR | Jumper Coaxial N(m)-N(f), 0.3m |  |  | 0 | Pcs | 0 | Andre |  |  | 0 | 0 |  | N | N | N
7346 | 410026-LEON | Jumper Coaxial N(m)-N(f), 1m |  |  | 0 | Pcs | 110000 | Leoni | IDR |  | 12 | 0 |  | N | N | N
7347 | 410027-0000 | Jumper Coaxial N(m)-N(f), 2m |  |  | 0 | Pcs | 0 | Gener |  |  | 0 | 0 |  | N | N | N
10015 | 410072-PACI | Jumper Coaxial N(m)-N(f), 3m |  | 2015-10-08 09:18:51 | 0 | Pcs | 0 | PACI |  | PACIFIC WAVE | 0 | 0 | Material | N | N | N | ""
9483 | 413095-0000 | Jumper Coaxial N(m)-N(f), 5m |  | 2014-10-06 14:40:07 | 0 | Pcs | 0 | 0000 | USD | General | 28.2 | 12020 | Material | N | N | N | ""
7348 | 410028-LEON | Jumper Coaxial N(m)-N(m), 0.3m |  | 2015-06-01 15:00:38 | 0 | Pcs | 134273.7 | Leoni | IDR |  | 10 | 13147 |  | N | N | N
7349 | 410028-PACI | Jumper Coaxial N(m)-N(m), 0.3m |  | 2016-12-13 09:41:49 | 0 | Pcs | 95000 | Pacif | IDR |  | 189000 | 13539 |  | N | N | N
9089 | 413051-0000 | Jumper Coaxial N(m)-N(m), 1m |  | 2014-03-14 16:04:46 | 0 | Pcs | 174728 | 0000 | IDR | General | 12 | 11633 | Material | N | N | N | ""
7350 | 410029-RSBG | Jumper Coaxial N(m)-N(m), 2m |  |  | 0 | Pcs | 0 | Rosen |  |  | 0 | 0 |  | N | N | N
7351 | 410029-PACI | Jumper Coaxial N(m)-N(m), 2m |  |  | 0 | Pcs | 0 | Pacif |  |  | 0 | 0 |  | N | N | N
7352 | 410030-PACI | Jumper Coaxial N(m)-N(m), 3m |  |  | 0 | Pcs | 18 | Pacif | USD |  | 18 | 0 |  | N | N | N
7353 | 410031-RSBG | Jumper Coaxial N(m)-N(m), 5m |  |  | 0 | Pcs | 0 | Rosen |  |  | 0 | 0 |  | N | N | N
7354 | 410031-LEON | Jumper Coaxial N(m)-N(m), 5m |  |  | 0 | Pcs | 350000 | Leoni | IDR |  | 27 | 0 |  | N | N | N
7355 | 410031-PACI | Jumper Coaxial N(m)-N(m), 5m |  |  | 0 | Pcs | 220000 | Pacif | IDR |  | 27 | 0 |  | N | N | N
9465 | 413091-0000 | Jumper Coaxial Superflexible N(m)-N(m) , RA 1m |  | 2014-09-05 09:36:19 | 0 | Pcs | 0 | 0000 | IDR | General | 0 | 11694 | Material | N | N | N | ""
8812 | 313043-0000 | Jumper Insulator String Set 120 kN (Post Type) |  | 2013-12-16 17:01:31 | 0 | Set | 0 | 0000 | IDR | General | 0 | 11916 | Material | N | N | N | ""
8555 | 313031-0000 | Jumper Single Suspension 120 kN, l xACSR 240/40, 16mm Couple |  | 2014-08-07 19:10:11 | 0 | Set | 753990 | 0000 | IDR | General | 54.61 | 11132 | Material | N | N | N | ""
12324 | 313604-0000 | Jumper Single Suspension String Set 120 kN For Conductor 1 x ACSR 250mm2 |  | 2024-04-27 09:57:15 | 0 | Set | 988103 | 0000 | IDR | General | 0 | 0 | Material | N | N | N | ""
11829 | 211338-0000 | Jumper Single Suspension Stringset for Conductor 2xTACSR 410 |  | 2021-09-01 08:23:42 | 0 | Set | 1451000 | 0000 | IDR | General | 0 | 0 | Material | N | N | N | ""
11588 | 211279-0000 | Jumper Spacer (Rigid Type) 400 Crs for conductor range 14.1-42.0 mm |  | 2020-03-03 10:45:03 | 0 | Set | 0 | 0000 |  | General | 0 | 0 | Material | N | N | N | ""
11523 | 313492-0000 | Jumper sub assy |  | 2019-09-23 21:04:05 | 0 | Pcs | 293225 | 0000 | IDR | General | 0 | 0 | Material | N | N | N | ""
10906 | 211128-0000 | Junction Box |  | 2017-08-04 17:28:02 | 0 | Pcs | 450000 | 0000 | IDR | General | 0 | 0 | Material | N | N | N | ""
11546 | 313500-0000 | kabel BC 120mm |  | 2019-11-15 17:21:47 | 0 | Mtr | 110000 | 0000 | IDR | General | 0 | 0 | Material | N | N | N | ""
11303 | 313450-0000 | Kabel BC 150 mm2 |  | 2019-02-26 14:58:59 | 0 | Mtr | 236210 | 0000 | IDR | General | 0 | 0 | Material | N | N | N | ""
11675 | 313529-0000 | Kabel Coaxial RG 6/P |  | 2020-10-02 11:12:07 | 0 | Pcs | 1134000 | 0000 | IDR | General | 0 | 0 | Material | N | N | N | ""
12047 | 313547-0000 | Kabel Cu/PVC/SFWA/PVC 2C-2.5 mm |  | 2022-01-27 14:57:22 | 0 | Mtr | 15000 | 0000 | IDR | General | 0 | 0 | Material | N | N | N | ""
12048 | 313548-0000 | Kabel Cu/PVC/SFWA/PVC 3C-2.5 mm |  | 2022-01-27 14:58:40 | 0 | Mtr | 0 | 0000 |  | General | 0 | 0 | Material | N | N | N | ""
11366 | 313472-0000 | Kabel eterna Nym 2x2.5 |  | 2019-04-18 10:50:43 | 0 | Mtr | 16582.7 | 0000 | IDR | General | 0 | 0 | Material | N | N | N | ""
11196 | 313445-0000 | kabel feeder 7/8 |  | 2018-11-13 10:42:22 | 0 | Mtr | 0 | 0000 |  | General | 0 | 0 | Material | N | N | N | ""
12599 | 413215-0000 | Kabel Fiber Optic 4 Core Fig-8 G652D |  | 2025-02-25 16:29:20 | 0 | Mtr | 1632.88 | 0000 | IDR | General | 0 | 0 | Material | N | N | N | ""
9092 | 313049-0000 | Kabel grounding AAAC 50 mm |  | 2014-03-14 16:10:57 | 0 | Mtr | 10000 | 0000 | IDR | General | 12000 | 11633 | Material | N | N | N | ""
10938 | 313350-0000 | Kabel Grounding AAACS 50 mm |  | 2017-10-20 18:42:52 | 0 | Mtr | 13600 | 0000 | IDR | General | 17500 | 13505 | Material | N | N | N | ""
11363 | 211251-0000 | Kabel Las diameter 70mm Merek Superflex |  | 2019-04-18 10:47:42 | 0 | Mtr | 63000 | 0000 | IDR | General | 0 | 0 | Material | N | N | N | ""
12043 | 313543-0000 | Kabel N2XFGbY 4C-35mm |  | 2022-01-27 14:49:48 | 0 | Mtr | 545000 | 0000 | IDR | General | 0 | 0 | Material | N | N | N | ""
12044 | 313544-0000 | Kabel N2XFGbY 4C-120 mm |  | 2022-01-27 14:51:36 | 0 | Mtr | 847850 | 0000 | IDR | General | 0 | 0 | Material | N | N | N | ""
12045 | 313545-0000 | Kabel N2XFGbY 4C-150mm |  | 2022-01-27 14:53:19 | 0 | Mtr | 1162200 | 0000 | IDR | General | 0 | 0 | Material | N | N | N | ""
12042 | 313542-0000 | Kabel N2XFGbY 4C-25 mm |  | 2022-01-27 14:48:05 | 0 | Mtr | 410000 | 0000 | IDR | General | 0 | 0 | Material | N | N | N | ""
12041 | 313541-0000 | Kabel NA2xSEFGbY 3C-25 mm |  | 2022-01-27 14:44:37 | 0 | Mtr | 144100 | 0000 | IDR | General | 0 | 0 | Material | N | N | N | ""
9227 | 313065-0000 | Kabel NYA 6 x 4 mm |  | 2014-05-12 11:21:21 | 0 | Mtr | 25000 | 0000 | IDR | General | 0 | 0 | Material | N | N | N | ""
12739 | 313773-0000 | Kabel NYAF black 4 mm2 |  | 2025-10-09 21:45:24 | 0 | Mtr | 8866.79 | 0000 | IDR | General | 0 | 0 | Material | N | N | N | ""
12738 | 313772-0000 | Kabel NYAF Blue 4 mm2 |  | 2025-10-09 21:44:37 | 0 | Mtr | 8866.79 | 0000 | IDR | General | 0 | 0 | Material | N | N | N | ""
12740 | 313774-0000 | Kabel NYAF Grey 1,5 mm |  | 2025-10-09 21:46:34 | 0 | Mtr | 0 | 0000 |  | General | 0 | 0 | Material | N | N | N | ""
12741 | 313775-0000 | Kabel NYAF Grey 1,5 mm2 |  | 2025-10-09 21:48:32 | 0 | Mtr | 3370.85 | 0000 | IDR | General | 0 | 0 | Material | N | N | N | ""
12736 | 313770-0000 | Kabel NYAF Red 4 mm2 |  | 2025-10-09 21:42:33 | 0 | Mtr | 8866.79 | 0000 | IDR | General | 0 | 0 | Material | N | N | N | ""
12737 | 313771-0000 | Kabel NYAF Yellow 4 mm2 |  | 2025-10-09 21:43:39 | 0 | Mtr | 8866.79 | 0000 | IDR | General | 0 | 0 | Material | N | N | N | ""
11193 | 313444-0000 | Kabel NYCY 4x6 |  | 2018-11-06 13:39:47 | 0 | Mtr | 83680 | 0000 | IDR | General | 0 | 0 | Material | N | N | N | ""
12046 | 313546-0000 | Kabel NYFGbY 4C-4 mm |  | 2022-01-27 14:55:08 | 0 | Mtr | 54600 | 0000 | IDR | General | 0 | 0 | Material | N | N | N | ""
11742 | 313534-0000 | Kabel NYM 3 x 1.5 mm |  | 2021-01-25 15:22:20 | 0 | Mtr | 10200 | 0000 | IDR | General | 0 | 0 | Material | N | N | N | ""
11192 | 313443-0000 | kabel NYSY 2x4 mm2 |  | 2018-10-29 11:23:45 | 0 | Mtr | 24266 | 0000 | IDR | General | 0 | 0 | Material | N | N | N | ""
9231 | 313069-0000 | Kabel NYY 10 x 4 mm |  | 2014-05-12 11:30:27 | 0 | Mtr | 0 | 0000 | IDR | General | 0 | 0 | Material | N | N | N | ""
9232 | 313070-0000 | Kabel NYY 4 x 4 mm |  | 2014-05-12 11:31:08 | 0 | Mtr | 40000 | 0000 | IDR | General | 0 | 0 | Material | N | N | N | ""
12236 | 611311-0000 | Kabel NYYHY 3X2.5mm |  | 2023-04-05 16:35:45 | 0 | Mtr | 19054.73 | 0000 | IDR | General | 0 | 0 | Material | N | N | N | ""
11606 | 211293-0000 | Kabel Power Extension 12 M |  | 2020-04-07 18:18:45 | 0 | Pcs | 152000 | 0000 | IDR | General | 0 | 0 | Material | N | N | N | ""
11607 | 211294-0000 | Kabel Power Extension 6 M |  | 2020-04-07 18:19:48 | 0 | Pcs | 169800 | 0000 | IDR | General | 0 | 0 | Material | N | N | N | ""
11071 | 313410-0000 | kabel roll panjang 50m |  | 2018-03-20 14:23:22 | 0 | Mtr | 11000 | 0000 | IDR | General | 0 | 0 | Material | N | N | N | ""
8257 | 111019-0000 | Kabel Sling Diameter 10 mm |  | 2015-06-19 14:09:10 | 0 | Mtr | 11728 | 0000 | IDR | General | 0 | 13324 | Material | N | N | N | ""
8520 | 111038-0000 | Kabel Sling Diameter 12 mm |  | 2013-09-30 16:56:48 | 0 | Mtr | 20216.22 | 0000 | IDR | General | 17500 | 11132 | Material | N | N | N | ""
10613 | 210002-LKL0 | Kabel Sling Diameter 14 mm |  | 2017-05-10 09:57:44 | 0 | Mtr | 20573 | LKL0 | IDR | Lokal | 0 | 0 | Material | N | N | N | ""
10612 | 210001-LKL0 | Kabel Sling Diameter 16 mm |  | 2017-05-08 09:36:11 | 0 | Mtr | 26800 | LKL0 | IDR | Lokal | 0 | 0 | Material | N | N | N | ""
10101 | 413158-0000 | Kabel Sling Diameter 9 mm |  | 2015-12-21 14:44:34 | 0 | Mtr | 0 | 0000 |  | General | 0 | 0 | Material | N | N | N | ""
8255 | 411024-0000 | Kabel Tel.Tembaga Jelly Filled, Solid PE Insulated 100 Pair, 0.6 mm |  | 2013-07-28 10:20:56 | 0 | Mtr | 0 | 0000 | IDR | General | 0 | 9991 | Material | N | N | N | ""
10138 | 111354-0000 | Kabinet ODC (Outdoor) 144 core dengan space untuk spliter modular termasuk material adaptor SC, pigtail, pondasi berlapis keramik, lantai kerja keramik, patok pengaman (5 buah), berikut pelabelan |  | 2016-06-16 15:42:25 | 0 | Pcs | 11054000 | 0000 | IDR | General | 11054000 | 13322 | Material | N | N | N | ""
10757 | 620016-0000 | Kaca Mata |  | 2017-08-03 19:16:19 | 0 | Pcs | 54000 | 0000 | IDR | General | 0 | 0 | Material | N | N | N | ""
11384 | 810085-0000 | kacamata las |  | 2019-05-03 09:50:28 | 0 | Pcs | 54000 | 0000 | IDR | General | 0 | 0 | Material | N | N | N | ""
11558 | 810098-0000 | kain mitela |  | 2019-11-26 15:10:09 | 0 | Lbr | 6500 | 0000 | IDR | General | 0 | 0 | Material | N | N | N | ""
11214 | 424173-0000 | Kalibrasi alat site master |  | 2018-12-04 16:39:43 | 0 | Unit | 2660000 | 0000 | IDR | General | 0 | 0 | Material | N | N | N | ""
10025 | 620002-0000 | Kalibrasi theodolite |  | 2015-10-09 16:29:21 | 0 | Set | 1700000 | 0000 | IDR | General | 0 | 0 | Material | N | N | N | ""
10789 | 129269-0000 | Kanstin beton K-175 ukuran 40x20x10 untuk switchyard |  | 2017-08-03 19:51:53 | 0 | M2 | 0 | 0000 |  | General | 0 | 0 | Material | N | N | N | ""
10790 | 129270-0000 | Kanstin beton K-175 ukuran 60x30x20x16 untuk jalan |  | 2017-08-03 19:52:44 | 0 | M2 | 379642 | 0000 | IDR | General | 0 | 0 | Material | N | N | N | ""
11564 | 810102-0000 | kantong plastik bersih |  | 2019-11-26 15:17:02 | 0 | Bks | 0 | 0000 |  | General | 0 | 0 | Material | N | N | N | ""
9925 | 111346-0000 | Kantor Lapangan (direksi keet 4X6M) & Gudang |  | 2015-06-19 15:20:52 | 0 | Ls | 16640000 | 0000 | IDR | General | 0 | 0 | Material | N | N | N | ""
12177 | 810117-0000 | Kaos Lengan Panjang |  | 2022-11-05 14:40:10 | 0 | Pcs | 70000 | 0000 | IDR | General | 0 | 0 | Material | N | N | N | ""
11557 | 810097-0000 | kapas 25 gram |  | 2019-11-26 15:09:01 | 0 | Bks | 2000 | 0000 | IDR | General | 0 | 0 | Material | N | N | N | ""
9823 | 611041-0000 | Kartu Perdana |  | 2015-02-24 16:24:59 | 0 | Pcs | 0 | 0000 | IDR | General | 0 | 12638 | Material | N | N | N | ""
11821 | 111608-0000 | Karung Plastik 50 Kg |  | 2021-08-06 15:19:30 | 0 | Pcs | 1250 | 0000 | IDR | General | 0 | 0 | Material | N | N | N | ""
11552 | 810092-0000 | kasa steril |  | 2019-11-26 15:02:46 | 0 | Pcs | 6000 | 0000 | IDR | General | 0 | 0 | Material | N | N | N | ""
11682 | 111567-0000 | Kaso Baja Ring 0.75 x 6 m |  | 2020-10-06 21:39:27 | 0 | btg | 150000 | 0000 | IDR | General | 0 | 0 | Material | N | N | N | ""
11347 | 620027-0000 | Kasur Busa 65x192x2 cm |  | 2019-04-04 12:20:07 | 0 | Pcs | 175000 | 0000 | IDR | General | 0 | 0 | Material | N | N | N | ""
11022 | 810042-0000 | Kasur Busa 90 x 200 |  | 2017-10-31 15:19:15 | 0 | Pcs | 580000 | 0000 | IDR | General | 0 | 0 | Material | Y | N | N | ""
8274 | 121017-0000 | Kawat Bendrat |  | 2013-07-30 11:23:27 | 0 | Kg | 14445 | 0000 | IDR | General | 16000 | 10101 | Material | N | N | N | ""
8287 | 111022-0000 | Kawat Duri |  | 2013-08-01 10:00:56 | 0 | Mtr | 2876 | 0000 | IDR | General | 0 | 10101 | Material | N | N | N | ""
10995 | 111470-0000 | Kawat duri |  | 2017-09-27 16:20:20 | 0 | Rol | 150000 | 0000 | IDR | General | 0 | 0 | Material | N | N | N | ""
11692 | 211316-0000 | Kawat Galvanis 1 mm |  | 2020-11-02 19:19:16 | 0 | Mtr | 1250 | 0000 | IDR | General | 0 | 0 | Material | N | N | N | ""
12251 | 111657-0000 | Kawat Galvanis 2 mm |  | 2023-05-17 18:50:32 | 0 | Kg | 11994 | 0000 | IDR | General | 0 | 0 | Material | N | N | N | ""
12106 | 111634-0000 | Kawat Harmonika Galvanis 2 mm (5 cm x 5 cm) |  | 2022-06-27 19:38:15 | 0 | M2 | 33000 | 0000 | IDR | General | 0 | 0 | Material | N | N | N | ""
11242 | 211193-0000 | kawat las |  | 2019-01-18 15:59:44 | 0 | Box | 240000 | 0000 | IDR | General | 0 | 0 | Material | N | N | N | ""
11359 | 211250-0000 | Kawat Las RB26 |  | 2019-04-18 10:41:35 | 0 | Pcs | 170000 | 0000 | IDR | General | 0 | 0 | Material | N | N | N | ""
11469 | 111530-0000 | kayu 2x2 |  | 2019-08-21 20:56:08 | 0 | ikat | 170000 | 0000 | IDR | General | 0 | 0 | Material | N | N | N | ""
8210 | 111011-0000 | kayu 2x3x4 m |  | 2013-07-17 18:49:16 | 0 | M3 | 3500 | 0000 | IDR | General | 75000 | 9982 | Material | N | N | N | ""
8352 | 111033-0000 | Kayu Kaso 1x2 4m |  | 2013-08-06 10:43:40 | 0 | btg | 170000 | 0000 | IDR | General | 28000 | 10270 | Material | N | N | N | ""
8353 | 111034-0000 | Kayu Kaso 2x3 4m |  | 2013-08-06 10:45:58 | 0 | btg | 35000 | 0000 | IDR | General | 48000 | 10270 | Material | N | N | N | ""
10699 | 111449-0000 | Kayu Kaso 4/6 |  | 2017-08-02 10:14:10 | 0 | M3 | 2300000 | 0000 | IDR | General | 0 | 0 | Material | N | N | N | ""
9116 | 111282-0000 | Kayu Kaso 4/6 x 4 mtr |  | 2014-03-14 16:39:41 | 0 | btg | 17000 | 0000 | IDR | General | 75000 | 11633 | Material | N | N | N | ""
8127 | 111007-0000 | Kayu Kaso 5/7 (Alba) |  | 2016-02-02 09:59:19 | 0 | M3 | 2300000 | 0000 | IDR |  | 0 | 13883 |  | N | N | N
8216 | 111014-0000 | Kayu Reng 2x3 |  | 2013-07-18 11:42:24 | 0 | Pcs | 3500 | 0000 | IDR | General | 45000 | 9982 | Material | N | N | N | ""
10443 | 820096-0000 | Kebersihan Lingkungan |  | 2016-12-06 14:38:50 | 0 | Ls | 4600000 | 0000 | IDR | General | 0 | 0 | Material | N | N | N | ""
9172 | 820039-0000 | Kend. Operasional (Tahun Kedua) |  | 2014-04-22 14:46:53 | 0 | Yr | 0 | 0000 | IDR | General | 0 | 11313 | Material | N | N | N | ""
9180 | 820047-0000 | Kend. Operasional (Tahun Ketiga) |  | 2014-04-22 14:53:46 | 0 | Yr | 0 | 0000 | IDR | General | 0 | 11313 | Material | N | N | N | ""
9164 | 820031-0000 | Kend. Operasional (Tahun Pertama) |  | 2014-04-22 14:40:08 | 0 | Yr | 0 | 0000 | IDR | General | 0 | 11313 | Material | N | N | N | ""
9174 | 820041-0000 | Kendaraan Pick Up (Tahun Kedua) |  | 2014-04-22 14:49:56 | 0 | Yr | 0 | 0000 | IDR | General | 0 | 11313 | Material | N | N | N | ""
9182 | 820049-0000 | Kendaraan Pick Up (Tahun Ketiga) |  | 2014-04-22 14:58:09 | 0 | Yr | 0 | 0000 | IDR | General | 0 | 11313 | Material | N | N | N | ""
9166 | 820033-0000 | Kendaraan Pick Up (Tahun Pertama) |  | 2014-04-22 14:41:39 | 0 | Yr | 0 | 0000 | IDR | General | 0 | 11313 | Material | N | N | N | ""
11413 | 111502-0000 | Keramik Lantai/Ubin, Ukuran 40 x 40 cm |  | 2019-07-18 15:13:12 | 0 | Box | 90000 | 0000 | IDR | General | 0 | 0 | Material | N | N | N | ""
11473 | 111533-0000 | Keramik Plint Ukuran 15 x 40 |  | 2019-09-02 22:20:31 | 0 | Pcs | 15000 | 0000 | IDR | General | 0 | 0 | Material | N | N | N | ""
11418 | 111506-0000 | Keramik Tahan Asam, 40 x 40 cm |  | 2019-07-22 09:34:56 | 0 | Box | 0 | 0000 |  | General | 0 | 0 | Material | N | N | N | ""
11419 | 211253-0000 | Keramik Tahan Asam, 60 x 60 cm |  | 2019-07-22 09:35:47 | 0 | Box | 32500 | 0000 | IDR | General | 0 | 0 | Material | N | N | N | ""
11416 | 111504-0000 | Keramik/Ubin, 20 x 20 cm |  | 2019-07-22 09:32:29 | 0 | Box | 35668.47 | 0000 | IDR | General | 0 | 0 | Material | N | N | N | ""
11417 | 111505-0000 | Keramik/Ubin, 20 x 25 cm |  | 2019-07-22 09:33:10 | 0 | Box | 51500 | 0000 | IDR | General | 0 | 0 | Material | N | N | N | ""
11415 | 111503-0000 | Keramik/Ubin, 40 x 40 cm |  | 2019-07-22 09:31:43 | 0 | Box | 54000 | 0000 | IDR | General | 0 | 0 | Material | N | N | N | ""
12667 | 111689-0000 | Keramik/Ubin, 60 x 60 cm |  | 2025-06-24 11:37:43 | 0 | Box | 0 | 0000 |  | General | 0 | 0 | Material | N | N | N | ""
9807 | 413131-0000 | Kerangkeng besi untuk ODC |  | 2015-02-14 12:50:34 | 0 | Pcs | 4375000 | 0000 | IDR | General | 0 | 12502 | Material | N | N | N | ""
10148 | 413166-0000 | Kerangkeng ODC 144 |  | 2016-02-08 23:06:57 | 0 | Pcs | 1575000 | 0000 | IDR | General | 0 | 0 | Material | N | N | N | ""
10147 | 413165-0000 | Kerangkeng ODC 288 |  | 2016-02-08 23:06:07 | 0 | Pcs | 1710000 | 0000 | IDR | General | 0 | 0 | Material | N | N | N | ""
9701 | 111331-0000 | Kerbs (15x30x50cm) |  | 2015-02-02 18:48:16 | 0 | Mtr | 145000 | 0000 | IDR | General | 0 | 12502 | Material | N | N | N | ""
8417 | 111205-0000 | Kerikil |  | 2013-08-29 17:19:57 | 0 | M3 | 230000 | 0000 | IDR | General | 230000 | 10387 | Material | N | N | N | ""
11102 | 810052-0000 | Kertas A3 70 gram |  | 2018-05-09 16:06:50 | 0 | Rim | 82000 | 0000 | IDR | General | 0 | 0 | Material | N | N | N | ""
10009 | 810016-0000 | Kertas A3 80 gr |  | 2015-10-06 17:46:30 | 0 | Ls | 82000 | 0000 | IDR | General | 0 | 0 | Material | N | N | N | ""
11099 | 810049-0000 | kertas A4 70 gram |  | 2018-04-25 13:48:19 | 0 | Rim | 33500 | 0000 | IDR | General | 0 | 0 | Material | N | N | N | ""
10008 | 810015-0000 | Kertas A4 80 gr |  | 2015-10-06 17:45:26 | 0 | Ls | 24750 | 0000 | IDR | General | 0 | 0 | Material | N | N | N | ""
10562 | 810037-0000 | Kertas Packing AO warna coklat |  | 2017-03-27 16:30:35 | 0 | Lbr | 0 | 0000 |  | General | 0 | 0 | Material | N | N | N | ""
10277 | 611092-0000 | Kertas Pembatas A4 ( Biru ) |  | 2016-08-05 14:10:50 | 0 | Rim | 40500 | 0000 | IDR | General | 0 | 0 | Material | N | N | N | ""
10275 | 611090-0000 | Kertas Pembatas A4 ( Hijau ) |  | 2016-08-05 14:09:27 | 0 | Rim | 40500 | 0000 | IDR | General | 0 | 0 | Material | N | N | N | ""
10276 | 611091-0000 | Kertas Pembatas A4 ( Kuning ) |  | 2016-08-05 14:10:08 | 0 | Rim | 40500 | 0000 | IDR | General | 0 | 0 | Material | N | N | N | ""
10274 | 611089-0000 | Kertas Pembatas A4 ( Pink ) |  | 2016-08-05 14:08:16 | 0 | Rim | 40500 | 0000 | IDR | General | 0 | 0 | Material | N | N | N | ""
11029 | 720042-0000 | Kirim mobil surabaya - jakarta |  | 2017-11-21 14:10:15 | 0 | Ls | 0 | 0000 |  | General | 0 | 0 | Material | N | N | N | ""
11854 | 611200-0000 | Klam Selang 4 Inch |  | 2021-09-19 10:19:48 | 0 | Unit | 30000 | 0000 | IDR | General | 0 | 14500 | Material | N | N | N | ""
11853 | 611199-0000 | Klamp Selang 6 Inch |  | 2021-09-19 10:17:44 | 0 | Unit | 46550 | 0000 | IDR | General | 0 | 14500 | Material | N | N | N | ""
9290 | 413065-0000 | Klem Tambat |  | 2014-06-05 11:16:07 | 0 | Pcs | 10000 | 0000 | IDR | General | 0 | 11513 | Material | N | N | N | ""
11747 | 111587-0000 | Knee L PVC 3 inch |  | 2021-01-26 10:46:33 | 0 | Pcs | 10000 | 0000 | IDR | General | 0 | 0 | Material | N | N | N | ""
11185 | 313437-0000 | Konduktor A2C Lupine 1267 |  | 2018-10-23 13:43:40 | 0 | Mtr | 205580 | 0000 | IDR | General | 0 | 0 | Material | N | N | N | ""
11187 | 313439-0000 | Konduktor A3C 300 |  | 2018-10-23 13:45:28 | 0 | Mtr | 56613 | 0000 | IDR | General | 0 | 0 | Material | N | N | N | ""
11186 | 313438-0000 | Konduktor A3C 630 |  | 2018-10-23 13:44:23 | 0 | Mtr | 99638 | 0000 | IDR | General | 0 | 0 | Material | N | N | N | ""
10127 | 413164-0000 | Konektor RJ-45 |  | 2016-07-01 13:53:20 | 0 | Pcs | 300000 | 0000 | IDR | General | 2953 | 13120 | Material | N | N | N | ""
12610 | 323232-0000 | Konfigurasi IED Main Protection |  | 2025-03-03 16:16:40 | 0 | Unit | 0 | 0000 |  | General | 0 | 0 | Material | N | N | N | ""
12609 | 313734-0000 | Konfigurasi Relay IED Main Protection |  | 2025-03-03 16:15:12 | 0 | Unit | 2500000 | 0000 | IDR | General | 0 | 0 | Material | N | N | N | ""
9288 | 129100-0000 | Konsumsi |  | 2014-06-03 09:40:09 | 0 | Ls | 16666.7 | 0000 | IDR | General | 2700000 | 11513 | Material | N | N | N | ""
10664 | 810041-0000 | Kop Surat logo IMD |  | 2017-07-06 15:19:10 | 0 | Rim | 0 | 0000 |  | General | 0 | 0 | Material | N | N | N | ""
10619 | 810038-0000 | Kop Surat QDC (3 colours) |  | 2017-05-30 13:56:01 | 0 | Rim | 170000 | 0000 | IDR | General | 0 | 0 | Material | N | N | N | ""
11667 | 111562-0000 | Koral (dia 5 - 7 cm) |  | 2020-09-28 19:21:52 | 0 | Ton | 180000 | 0000 | IDR | General | 0 | 0 | Material | N | N | N | ""
10749 | 129244-0000 | Koral (dia 5 - 7 cm) di dalam underground drainage |  | 2017-08-03 19:08:18 | 0 | M3 | 306000 | 0000 | IDR | General | 0 | 0 | Material | N | N | N | ""
10647 | 611106-0000 | kuas 2.5 inch |  | 2017-06-16 14:30:45 | 0 | Pcs | 10000 | 0000 | IDR | General | 0 | 0 | Material | N | N | N | ""
8459 | 311011-0000 | Kuku Macan 12mm |  | 2013-09-16 14:29:11 | 0 | Pcs | 2520 | 0000 | IDR | General | 12000 | 11455 | Material | N | N | N | ""
11401 | 611148-0000 | kunci momen / torsi |  | 2019-07-10 11:08:23 | 0 | Set | 35000 | 0000 | IDR | General | 0 | 0 | Material | N | N | N | ""
10643 | 611104-0000 | Kunci Pas 24 inch |  | 2017-06-16 14:25:05 | 0 | Pcs | 75000 | 0000 | IDR | General | 0 | 0 | Material | N | N | N | ""
12016 | 211409-0000 | Kunci Pipa 24 Inch |  | 2022-01-09 12:15:17 | 0 | Pcs | 162000 | 0000 | IDR | General | 0 | 0 | Material | N | N | N | ""
12017 | 211410-0000 | Kunci Pipa 36 Inch |  | 2022-01-09 12:16:26 | 0 | Pcs | 426000 | 0000 | IDR | General | 0 | 0 | Material | N | N | N | ""
12015 | 211408-0000 | Kunci Pipa Rantai 6 Inch |  | 2022-01-09 12:13:54 | 0 | Pcs | 1500000 | 0000 | IDR | General | 0 | 0 | Material | N | N | N | ""
10642 | 611103-0000 | Kunci Ring 24 inch |  | 2017-06-16 14:24:07 | 0 | Pcs | 800000 | 0000 | IDR | General | 0 | 0 | Material | N | N | N | ""
11402 | 611149-0000 | kunci ring pas 19mm |  | 2019-07-10 11:14:54 | 0 | Set | 25000 | 0000 | IDR | General | 0 | 0 | Material | N | N | N | ""
11403 | 611150-0000 | kunci ring pas 24mm |  | 2019-07-10 11:15:46 | 0 | Set | 35000 | 0000 | IDR | General | 0 | 0 | Material | N | N | N | ""
11358 | 611133-0000 | Kunci Ring Pas 30x32 mm Max Power |  | 2019-04-18 10:39:17 | 0 | Pcs | 140000 | 0000 | IDR | General | 0 | 0 | Material | N | N | N | ""
11357 | 611132-0000 | Kunci Ring Pas 36mm Max Power |  | 2019-04-18 10:32:12 | 0 | Pcs | 150000 | 0000 | IDR | General | 0 | 0 | Material | N | N | N | ""
12002 | 611270-0000 | Kunci Ring Pas Set 8-19 Mm |  | 2021-12-12 12:16:41 | 0 | Set | 199900 | 0000 | IDR | General | 0 | 0 | Material | N | N | N | ""
12019 | 611278-0000 | Kunci Ring Pas Set 8-32 Mm |  | 2022-01-09 12:21:34 | 0 | Set | 0 | 0000 |  | General | 0 | 0 | Material | N | N | N | ""
11986 | 611254-0000 | Kunci Ring Pass 22mm |  | 2021-12-07 13:24:17 | 0 | Pcs | 92500 | 0000 | IDR | General | 0 | 0 | Material | N | N | N | ""
11987 | 611255-0000 | Kunci Ring Pass 27mm |  | 2021-12-07 13:25:03 | 0 | Pcs | 59000 | 0000 | IDR | General | 0 | 0 | Material | N | N | N | ""
11988 | 611256-0000 | Kunci Ring Pass 32mm |  | 2021-12-07 13:26:29 | 0 | Pcs | 92500 | 0000 | IDR | General | 0 | 0 | Material | N | N | N | ""
11989 | 611257-0000 | Kunci Ring Pass 36mm |  | 2021-12-07 13:27:15 | 0 | Pcs | 100000 | 0000 | IDR | General | 0 | 0 | Material | N | N | N | ""
11664 | 211309-0000 | Kunci Ring Rachet Skalfonding 24 x 27 MM |  | 2020-09-27 21:27:25 | 0 | Pcs | 285000 | 0000 | IDR | General | 0 | 0 | Material | N | N | N | ""
11665 | 211310-0000 | Kunci Ring Rachet Skalfonding 30 x 32 MM |  | 2020-09-27 21:29:50 | 0 | Pcs | 375000 | 0000 | IDR | General | 0 | 0 | Material | N | N | N | ""
11991 | 611259-0000 | Kunci Torsi 1000 Nm |  | 2021-12-08 17:49:40 | 0 | Pcs | 5550000 | 0000 | IDR | General | 0 | 0 | Material | N | N | N | ""
12007 | 611274-0000 | Kunci Torsi 340 Nm |  | 2022-01-04 12:11:47 | 0 | Pcs | 1715633.33 | 0000 | IDR | General | 0 | 0 | Material | N | N | N | ""
11990 | 611258-0000 | Kunci Torsi 810 Nm |  | 2021-12-08 17:48:42 | 0 | Pcs | 6000000 | 0000 | IDR | General | 0 | 0 | Material | N | N | N | ""
11973 | 810113-0000 | Kursi Kantor |  | 2021-11-18 09:28:32 | 0 | Pcs | 150000 | 0000 | IDR | General | 0 | 0 | Material | N | N | N | ""
11975 | 810115-0000 | Kursi luar ruang ( outdoor ) |  | 2021-11-18 09:32:13 | 0 | Pcs | 865861.26 | 0000 | IDR | General | 0 | 0 | Material | N | N | N | ""
12811 | 910012-0000 | KVM Extender USB |  | 2025-12-06 15:37:53 | 0 | Unit | 0 | 0000 |  | General | 0 | 0 | Material | N | N | N | ""
11977 | 910009-0000 | KVM VGA Switch |  | 2021-11-24 13:51:33 | 0 | Box | 0 | 0000 |  | General | 0 | 0 | Material | N | N | N | ""
11978 | 910010-0000 | KVN HDMI Switch |  | 2021-11-24 13:53:57 | 0 | Box | 0 | 0000 |  | General | 0 | 0 | Material | N | N | N | ""
8711 | 313038-0000 | kWH Box |  | 2013-10-23 10:11:57 | 0 | Pcs | 350000 | 0000 | IDR | General | 350000 | 11366 | Material | N | N | N | ""
9095 | 313052-0000 | KWH Meter 3Phase assembled with Box OKA, Wiring and MCB 3Phase 25 A & Terra Certificate |  | 2014-03-14 16:16:43 | 0 | Pcs | 16915020 | 0000 | IDR | General | 1670000 | 11633 | Material | N | N | N | ""
11159 | 211152-0000 | L Konektor 45o A2C Lupine 2 x 1267 to Plate 8 - Holes Dia. 14 |  | 2018-09-25 11:24:26 | 0 | Pcs | 1088000 | 0000 | IDR | General | 0 | 0 | Material | N | N | N | ""
11163 | 211156-0000 | L Konektor 45o A3C 300 to Plate 8 - Holes Dia. 14 |  | 2018-09-25 11:29:18 | 0 | Pcs | 716500 | 0000 | IDR | General | 0 | 0 | Material | N | N | N | ""
11161 | 211154-0000 | L Konektor 45o A3C 630 to Plate 8 - Holes Dia. 14 |  | 2018-09-25 11:26:47 | 0 | Pcs | 770000 | 0000 | IDR | General | 0 | 0 | Material | N | N | N | ""
9940 | 413146-0000 | Labeling kabel FO Telkom |  | 2015-06-23 14:09:41 | 0 | Ttk | 0 | 0000 |  | General | 0 | 0 | Material | N | N | N | ""
7424 | 410070-CASI | Lable printer 9mm |  |  | 0 | Pcs | 95000 | CASIO | IDR |  | 95000 | 0 |  | N | N | N
7426 | 410072-0000 | Lakban kertas |  |  | 0 | Pcs | 13000 | Gener | IDR |  | 8000 | 0 |  | N | N | N
10260 | 620004-0000 | Laminating / Fotocopy |  | 2016-07-21 13:37:01 | 0 | Lbr | 0 | 0000 |  | General | 0 | 0 | Material | N | N | N | ""
12579 | 313726-0000 | Lampu dalam Cubicle Panel |  | 2025-01-17 18:07:05 | 0 | Pcs | 0 | 0000 |  | General | 0 | 0 | Material | N | N | N | ""
11770 | 313535-0000 | Lampu LED 10 -11 W |  | 2021-02-17 15:07:29 | 0 | Pcs | 19099.1 | 0000 | IDR | General | 0 | 0 | Material | N | N | N | ""
12595 | 313733-0000 | Lampu LED Bulb 4 W |  | 2025-02-20 10:17:32 | 0 | Pcs | 30450 | 0000 | IDR | General | 0 | 0 | Material | N | N | N | ""
12544 | 313699-0000 | Lampu LED Tabung 18 W 1200 mm |  | 2024-12-18 13:13:28 | 0 | Pcs | 0 | 0000 |  | General | 0 | 0 | Material | N | N | N | ""
9065 | 313046-0000 | Lampu Penerang jalan Sementara |  | 2016-02-10 15:31:16 | 0 | Ttk | 150990928.88 | 0000 | IDR | General | 150990928.88 | 11793 | Material | N | N | N | ""
10167 | 610001-PHIL | Lampu Philips Helix 32 Watt |  | 2016-03-16 13:23:15 | 0 | Pcs | 715000 | PHIL | IDR | PHILIPS | 0 | 0 | Material | N | N | N | ""
11658 | 313524-0000 | Lampu PJU Mercury |  | 2020-08-26 09:51:53 | 0 | Set | 385000 | 0000 | IDR | General | 0 | 0 | Material | N | N | N | ""
11562 | 611163-0000 | lampu senter |  | 2019-11-26 15:14:56 | 0 | Pcs | 17000 | 0000 | IDR | General | 0 | 0 | Material | N | N | N | ""
11659 | 313525-0000 | Lampu Sorot |  | 2020-08-26 09:53:44 | 0 | Pcs | 527850 | 0000 | IDR | General | 0 | 0 | Material | N | N | N | ""
12578 | 313725-0000 | Lampu Untuk Cubicle Panel |  | 2025-01-17 17:52:48 | 0 | Pcs | 56227 | 0000 | IDR | General | 0 | 0 | Material | N | N | N | ""
12580 | 313727-0000 | Lampu untuk digunakan di dalam Cubicle Panel |  | 2025-01-17 18:18:34 | 0 | Pcs | 47363.5 | 0000 | IDR | General | 0 | 0 | Material | N | N | N | ""
11032 | 810046-0000 | LAN Tester |  | 2017-11-29 10:28:39 | 0 | Pcs | 1030000 | 0000 | IDR | General | 0 | 0 | Material | N | N | N | ""
10709 | 129228-0000 | Langsir Material |  | 2017-08-03 18:15:25 | 0 | Kg | 104.2 | 0000 | IDR | General | 0 | 0 | Material | N | N | N | ""
11082 | 720043-0000 | Langsir Material Pondasi |  | 2018-03-23 15:04:35 | 0 | Ls | 2000000 | 0000 | IDR | General | 0 | 0 | Material | N | N | N | ""
10210 | 129146-0000 | Langsir material tower T35 type CC |  | 2016-05-30 17:05:12 | 0 | Kg | 78 | 0000 | IDR | General | 0 | 0 | Material | N | N | N | ""
10332 | 129167-0000 | Langsir Pondasi Kondisi Berat (diatas 45 derajat) |  | 2016-12-29 10:49:18 | 0 | m3/300m | 587813.62 | 0000 | IDR | General | 0 | 13123 | Material | N | N | N | ""
11919 | 720050-0000 | Langsir Pondasi Kondisi Ringan (0 - 15 derajat) |  | 2021-10-12 11:43:26 | 0 | m3/100m | 72916.67 | 0000 | IDR | General | 0 | 0 | Material | N | N | N | ""
10212 | 129147-0000 | Langsir Pondasi Kondisi Ringan (0 - 15 derajat) |  | 2016-12-29 10:48:47 | 0 | m3/300m | 150000 | 0000 | IDR | General | 0 | 13252 | Material | N | N | N | ""
10213 | 129148-0000 | Langsir Pondasi Kondisi Sedang (15 - 45 derajat) |  | 2016-12-29 10:49:03 | 0 | m3/300m | 120000 | 0000 | IDR | General | 0 | 13252 | Material | N | N | N | ""
10336 | 221036-0000 | Langsir Tower Kondisi Berat (diatas 45 derajat) |  | 2016-09-15 17:18:55 | 0 | kg/300m | 396 | 0000 | IDR | General | 0 | 13123 | Material | N | N | N | ""
10334 | 221034-0000 | Langsir Tower Kondisi Ringan (0 - 15 derajat) |  | 2016-09-15 17:18:06 | 0 | kg/300m | 312.5 | 0000 | IDR | General | 0 | 13123 | Material | N | N | N | ""
10335 | 221035-0000 | Langsir Tower Kondisi Sedang (15 - 45 derajat) |  | 2016-09-15 17:18:25 | 0 | kg/300m | 330 | 0000 | IDR | General | 0 | 13123 | Material | N | N | N | ""
11404 | 611151-0000 | lanji bodygrip |  | 2019-07-10 11:17:30 | 0 | Set | 38500 | 0000 | IDR | General | 0 | 0 | Material | N | N | N | ""
10665 | 129221-0000 | Lansir material pondasi |  | 2017-07-13 13:45:59 | 0 | m3/400m | 164361.03 | 0000 | IDR | General | 0 | 0 | Material | N | N | N | ""
12244 | 820125-0000 | Laporan Hasil Pemeriksaan & Pengujian Peralatan K3 dan Surat Keterangan atas Pemenuhan Persyaratan K3 |  | 2023-04-17 19:13:28 | 0 | Pcs | 2500000 | 0000 | IDR | General | 0 | 0 | Material | N | N | N | ""
12547 | 820139-0000 | Laporan Surveyor |  | 2024-12-20 07:58:18 | 0 | Unit | 6365600 | 0000 | IDR | General | 0 | 0 | Material | N | N | N | ""
10084 | 611047-0000 | Laptop / Komputer |  | 2015-11-30 15:31:43 | 0 | Set | 200000 | 0000 | IDR | General | 0 | 0 | Material | N | N | N | ""
11565 | 810103-0000 | larutan saline (aquades) 100ml |  | 2019-11-26 15:18:41 | 0 | Pcs | 15000 | 0000 | IDR | General | 0 | 0 | Material | N | N | N | ""
10629 | 410008-KOBE | LC13E01186P1 Hames |  | 2017-06-02 14:09:01 | 0 | Pcs | 2210000 | KOBE | IDR | KOBELCO | 0 | 0 | Material | N | N | N | ""
9085 | 424048-0000 | Leader Fee |  | 2017-04-18 08:33:49 | 2669100 | Ls | 33904351 | 0000 | IDR | General | 314010 | 13323 | Material | Y | N | N | ""
12274 | 611332-0000 | Leadger Brace UBL 150/200 |  | 2023-06-03 18:06:58 | 0 | Pc/Month | 9900 | 0000 | IDR | General | 0 | 0 | Material | N | N | N | ""
12273 | 611331-0000 | Leadger Brace UBL 250/200 |  | 2023-06-03 18:05:09 | 0 | Pc/Month | 18000 | 0000 | IDR | General | 0 | 0 | Material | N | N | N | ""
12071 | 313566-0000 | LED ClearFlood |  | 2022-01-27 16:29:59 | 0 | Set | 7867000 | 0000 | IDR | General | 0 | 0 | Material | N | N | N | ""
12070 | 313565-0000 | LED Downlight |  | 2022-01-27 16:26:58 | 0 | Set | 159417 | 0000 | IDR | General | 0 | 0 | Material | N | N | N | ""
12072 | 313567-0000 | LED Floodlight |  | 2022-01-27 16:32:00 | 0 | Set | 650000 | 0000 | IDR | General | 0 | 0 | Material | N | N | N | ""
12069 | 313564-0000 | LED Recessed Lighting |  | 2022-01-27 16:25:07 | 0 | Set | 1093400 | 0000 | IDR | General | 0 | 0 | Material | N | N | N | ""
12206 | 129439-0000 | Ledger Brace Rent |  | 2023-03-21 09:49:42 | 0 | Pc/Month | 8000 | 0000 | IDR | General | 0 | 0 | Material | N | N | N | ""
12275 | 611333-0000 | Ledger Brace UBL 150/200 |  | 2023-06-03 18:08:43 | 0 | Pc/Month | 9900 | 0000 | IDR | General | 0 | 0 | Material | N | N | N | ""
12276 | 611334-0000 | Ledger Brace UBL 250/200 |  | 2023-06-03 18:10:50 | 0 | Pc/Month | 18000 | 0000 | IDR | General | 0 | 0 | Material | N | N | N | ""
12278 | 611336-0000 | Ledger UH 150 Plus |  | 2023-06-03 18:13:26 | 0 | Pc/Month | 9000 | 0000 | IDR | General | 0 | 0 | Material | N | N | N | ""
12277 | 611335-0000 | Ledger UH 250 Plus |  | 2023-06-03 18:12:12 | 0 | Pc/Month | 18900 | 0000 | IDR | General | 0 | 0 | Material | N | N | N | ""
11507 | 111546-0000 | Lem beton |  | 2019-09-17 13:54:49 | 0 | Kg | 14000 | 0000 | IDR | General | 0 | 0 | Material | N | N | N | ""
12407 | 111667-0000 | Lembaran GRC L 1220mm x P 2440mm Tebal 4mm |  | 2024-07-12 19:20:02 | 0 | Pcs | 52000 | 0000 | IDR | General | 0 | 0 | Material | N | N | N | ""
11932 | 611220-0000 | Lever Hoist 3 Ton x 5 Meter |  | 2021-10-14 16:30:34 | 0 | Pcs | 2718182 | 0000 | IDR | General | 0 | 0 | Material | N | N | N | ""
12686 | 460004-0000 | License Firewall |  | 2025-07-21 15:35:02 | 0 | Pcs | 9500000 | 0000 | IDR | General | 0 | 0 | Material | N | N | N | ""
10171 | 320001-ABB0 | License Software work station |  | 2016-03-24 15:54:56 | 0 | Unit | 9500000 | ABB0 | IDR | ABB | 0 | 0 | Material | N | N | N | ""
11388 | 611141-0000 | Life Line Roof |  | 2019-06-17 13:24:02 | 0 | Pcs | 0 | 0000 |  | General | 0 | 0 | Material | N | N | N | ""
11081 | 313412-0000 | Light-emitting diode (LED) Flood Light 1 x 100 W complete with support, fuse box, grounding system and installation of cable conduit and wiring and all accessories for Switchyard |  | 2018-03-22 16:21:15 | 0 | Set | 0 | 0000 |  | General | 0 | 0 | Material | N | N | N | ""
11080 | 313411-0000 | Light-emitting diode (LED) Street Light 1 x 125 W complete with lighting column 9 m high, fuse box, grounding system and installation of cable conduit and wiring and all accessories and foundation of column |  | 2018-03-22 16:20:09 | 0 | Set | 0 | 0000 |  | General | 0 | 0 | Material | N | N | N | ""
10903 | 211125-0000 | LINE BAY 150kV Three phase Circuit Breaker (3x single phase) |  | 2017-08-04 17:18:58 | 0 | Set | 646615000 | 0000 | IDR | General | 0 | 0 | Material | N | N | N | ""
12352 | 323215-0000 | Line Bay Test (intertripping and stability test for MPU Line Bay Substation to Substation) |  | 2024-05-16 15:58:43 | 0 | bay | 44410000 | 0000 | IDR | General | 0 | 0 | Material | N | N | N | ""
10815 | 111451-0000 | LINE BAY150kV CB Steel Support |  | 2017-08-04 09:42:02 | 0 | Set | 0 | 0000 |  | General | 0 | 0 | Material | N | N | N | ""
10824 | 111455-0000 | LINE BAY150kV CT Steel Support |  | 2017-08-04 09:52:38 | 0 | Set | 0 | 0000 |  | General | 0 | 0 | Material | N | N | N | ""
10820 | 313299-0000 | LINE BAY150kV Current Tranformer (CT) |  | 2017-08-04 09:47:43 | 0 | Set | 92811000 | 0000 | IDR | General | 0 | 0 | Material | N | N | N | ""
10825 | 111456-0000 | LINE BAY150kV CVT Steel Support for point |  | 2017-08-04 09:53:45 | 0 | Set | 0 | 0000 |  | General | 0 | 0 | Material | N | N | N | ""
10816 | 111452-0000 | LINE BAY150kV Disconnecting Switch (DS) |  | 2017-08-04 09:42:51 | 0 | Set | 118305900 | 0000 | IDR | General | 0 | 0 | Material | N | N | N | ""
10818 | 313297-0000 | LINE BAY150kV Disconnecting Switch (DS) |  | 2017-08-04 09:45:53 | 0 | Set | 190845400 | 0000 | IDR | General | 0 | 0 | Material | N | N | N | ""
10819 | 313298-0000 | LINE BAY150kV Disconnecting Switch (DSE) |  | 2017-08-04 09:46:56 | 0 | Set | 238021500 | 0000 | IDR | General | 0 | 0 | Material | N | N | N | ""
10817 | 111453-0000 | LINE BAY150kV DS Steel Support |  | 2017-08-04 09:43:39 | 0 | Set | 0 | 0000 |  | General | 0 | 0 | Material | N | N | N | ""
10821 | 111454-0000 | LINE BAY150kV DSE Steel Support |  | 2017-08-04 09:49:41 | 0 | Set | 0 | 0000 |  | General | 0 | 0 | Material | N | N | N | ""
10826 | 111457-0000 | LINE BAY150kV LA Steel Support |  | 2017-08-04 09:54:39 | 0 | Set | 0 | 0000 |  | General | 0 | 0 | Material | N | N | N | ""
10823 | 313301-0000 | LINE BAY150kV Single phase Capacitor Voltage Transformer |  | 2017-08-04 09:51:32 | 0 | Set | 80164000 | 0000 | IDR | General | 0 | 0 | Material | N | N | N | ""
10822 | 313300-0000 | LINE BAY150kV Single phase Lightning Arrester |  | 2017-08-04 09:50:39 | 0 | Set | 1546 | 0000 | EUR | General | 0 | 0 | Material | N | N | N | ""
9890 | 313175-0000 | Line Conductor Spacer (Jumper) 200 mm for TACSR 410 sqmm |  | 2015-06-16 10:42:14 | 0 | Set | 317250 | 0000 | IDR | General | 0 | 0 | Material | N | N | N | ""
9605 | 313104-0000 | Line conductor spacer (jumper) 200mm for ACCC 223/28mm2 (Copenhagen) |  | 2015-01-27 13:28:20 | 0 | Set | 456500 | 0000 | IDR | General | 0 | 12510 | Material | N | N | N | ""
9889 | 313174-0000 | Line Conductor Spacer (Span) 400 mm for TACSR 410 sqmm |  | 2015-06-16 10:40:49 | 0 | Set | 219687.5 | 0000 | IDR | General | 0 | 13275 | Material | N | N | N | ""
9604 | 313103-0000 | Line conductor spacer (span) 400mm for ACCC 223/28mm2 (Copenhagen) |  | 2015-01-27 13:27:43 | 0 | Set | 770800 | 0000 | IDR | General | 0 | 12510 | Material | N | N | N | ""
9603 | 313102-0000 | Line conductor vibration damper for ACCC 223/28mm2 (Copenhagen) |  | 2015-01-27 13:26:44 | 0 | Set | 0 | 0000 | USD | General | 0 | 12510 | Material | N | N | N | ""
8548 | 313024-0000 | Line Conductor Vibration Damper for ACSR/AS 240/40 mm2 |  | 2013-10-03 17:13:51 | 0 | Pcs | 585000 | 0000 | IDR | General | 20.42 | 11132 | Material | N | N | N | ""
12318 | 211460-0000 | Line conductor vibration dampers for ACSR 250 mm2 |  | 2024-04-26 23:25:47 | 0 | Set | 344245 | 0000 | IDR | General | 0 | 0 | Material | N | N | N | ""
11513 | 313482-0000 | Line End Arching Horn |  | 2019-09-23 20:55:56 | 0 | Pcs | 157106 | 0000 | IDR | General | 0 | 0 | Material | N | N | N | ""
10948 | 313351-0000 | Line Trap 1 mH, 40 kA |  | 2017-09-11 18:09:06 | 0 | Unit | 4382789.7 | 0000 | IDR | General | 0 | 0 | Material | N | N | N | ""
12126 | 611306-0000 | Lineman Platform |  | 2022-07-19 15:23:13 | 0 | Set | 2880000 | 0000 | IDR | General | 0 | 0 | Material | N | N | N | ""
10473 | 610004-DNMK | Lines For ACSR Zebra, Hawk, dan Dove |  | 2016-12-21 21:19:05 | 0 | Pcs | 930417 | DNMK | IDR | Dinamika | 0 | 0 | Material | N | N | N | ""
11506 | 611161-0000 | Linggis |  | 2019-09-17 13:53:16 | 0 | Pcs | 75000 | 0000 | IDR | General | 0 | 0 | Material | N | N | N | ""
11683 | 111568-0000 | Lis Gypsum |  | 2020-10-06 21:44:21 | 0 | btg | 58000 | 0000 | IDR | General | 0 | 0 | Material | N | N | N | ""
12408 | 111668-0000 | Lisplank L 20 cm x P 244 cm x T 0.8 cm |  | 2024-07-12 19:32:23 | 0 | Lbr | 55000 | 0000 | IDR | General | 0 | 0 | Material | N | N | N | ""
9775 | 313160-0000 | LMU, COUPLING FILTER AND COAXIAL CABLE. |  | 2015-02-03 14:33:29 | 0 | Set | 0 | 0000 | IDR | General | 0 | 12502 | Material | N | N | N | ""
9784 | 323108-0000 | LMU, COUPLING FILTER AND COAXIAL CABLE. |  | 2015-02-03 14:45:49 | 0 | Set | 0 | 0000 | IDR | General | 0 | 12502 | Material | N | N | N | ""
8181 | 820007-0000 | Loading/Unloading |  | 2013-07-11 10:25:42 | 0 | Ls | 3550000 | 0000 | IDR | General | 4800000 | 9982 | Material | Y | N | N | ""
9461 | 820059-0000 | Loading/Unloading (IBC Project) |  | 2015-05-18 15:00:02 | 500000 | Ls | 500000 | 0000 | IDR | General | 500000 | 11694 | Material | Y | N | N | ""
12314 | 820128-0000 | Loan |  | 2024-02-29 15:54:39 | 0 | Ls | 0 | 0000 |  | General | 0 | 0 | Material | N | N | N | ""
10628 | 410007-KOBE | LP13E01028P1 Hames |  | 2017-06-02 14:07:58 | 0 | Pcs | 11286912 | KOBE | IDR | KOBELCO | 0 | 0 | Material | N | N | N | ""
10627 | 410006-KOBE | LP13E01029P3 Hames |  | 2017-06-02 14:07:04 | 0 | Pcs | 21781760 | KOBE | IDR | KOBELCO | 0 | 0 | Material | N | N | N | ""
10631 | 410010-KOBE | LP13E01034P1 Hames |  | 2017-06-02 14:10:39 | 0 | Pcs | 8624304 | KOBE | IDR | KOBELCO | 0 | 0 | Material | N | N | N | ""
10624 | 410003-KOBE | LP22E00039F3 Controller |  | 2017-06-02 14:04:04 | 0 | Pcs | 25330000 | KOBE | IDR | KOBELCO | 0 | 0 | Material | N | N | N | ""
10622 | 424167-0000 | LP22EOOO14F1 Controller Install |  | 2017-06-02 14:01:23 | 0 | Pcs | 786250 | 0000 | IDR | General | 0 | 0 | Material | N | N | N | ""
10623 | 410002-KOBE | LP24EOOO05F1 Relay Box Assy |  | 2017-06-02 14:02:48 | 0 | Pcs | 9633832 | KOBE | IDR | KOBELCO | 0 | 0 | Material | N | N | N | ""
10764 | 323187-0000 | LV Power and multicore Control Cables include all accessories |  | 2017-08-03 19:25:20 | 0 | Set | 0 | 0000 |  | General | 0 | 0 | Material | N | N | N | ""
10866 | 313332-0000 | LV Power and multicore Control Cables NYSY (14Cx2,5) |  | 2017-08-04 11:11:14 | 0 | Mtr | 74273 | 0000 | IDR | General | 0 | 0 | Material | N | N | N | ""
10868 | 313334-0000 | LV Power and multicore Control Cables NYSY (19Cx2,5) |  | 2017-08-04 11:12:02 | 0 | Mtr | 91797 | 0000 | IDR | General | 0 | 0 | Material | N | N | N | ""
10853 | 313319-0000 | LV Power and multicore Control Cables NYSY (1Cx185) |  | 2017-08-04 11:00:50 | 0 | Mtr | 316765 | 0000 | IDR | General | 0 | 0 | Material | N | N | N | ""
10855 | 313321-0000 | LV Power and multicore Control Cables NYSY (1Cx50) |  | 2017-08-04 11:01:48 | 0 | Mtr | 0 | 0000 |  | General | 0 | 0 | Material | N | N | N | ""
10860 | 313326-0000 | LV Power and multicore Control Cables NYSY (27Cx2,5) |  | 2017-08-04 11:06:19 | 0 | Mtr | 133864 | 0000 | IDR | General | 0 | 0 | Material | N | N | N | ""
10857 | 313323-0000 | LV Power and multicore Control Cables NYSY (2Cx10) |  | 2017-08-04 11:03:29 | 0 | Mtr | 0 | 0000 |  | General | 0 | 0 | Material | N | N | N | ""
10862 | 313328-0000 | LV Power and multicore Control Cables NYSY (2Cx2,5) |  | 2017-08-04 11:07:26 | 0 | Mtr | 17873 | 0000 | IDR | General | 0 | 0 | Material | N | N | N | ""
10859 | 313325-0000 | LV Power and multicore Control Cables NYSY (2Cx6) |  | 2017-08-04 11:05:40 | 0 | Mtr | 28500 | 0000 | IDR | General | 0 | 0 | Material | N | N | N | ""
10856 | 313322-0000 | LV Power and multicore Control Cables NYSY (4Cx16) |  | 2017-08-04 11:02:38 | 0 | Mtr | 0 | 0000 |  | General | 0 | 0 | Material | N | N | N | ""
10864 | 313330-0000 | LV Power and multicore Control Cables NYSY (4Cx2,5) |  | 2017-08-04 11:08:15 | 0 | Mtr | 25924 | 0000 | IDR | General | 0 | 0 | Material | N | N | N | ""
10858 | 313324-0000 | LV Power and multicore Control Cables NYSY (4Cx6) |  | 2017-08-04 11:04:34 | 0 | Mtr | 44900 | 0000 | IDR | General | 0 | 0 | Material | N | N | N | ""
10865 | 313331-0000 | LV Power and multicore Control Cables NYSY (7Cx2,5) |  | 2017-08-04 11:09:17 | 0 | Mtr | 38214 | 0000 | IDR | General | 0 | 0 | Material | N | N | N | ""
9737 | 323068-0000 | LV power cable, control cable and accessories |  | 2015-02-03 10:01:05 | 0 | bay | 25000000 | 0000 | IDR | General | 0 | 12502 | Material | N | N | N | ""
9642 | 313125-0000 | LV power cable, control cable and accessories |  | 2015-02-02 16:58:37 | 0 | Set | 0 | 0000 | IDR | General | 0 | 12502 | Material | N | N | N | ""
12052 | 313551-0000 | LV Switchgear Panel |  | 2022-01-27 15:44:37 | 0 | Set | 216145500 | 0000 | IDR | General | 0 | 0 | Material | N | N | N | ""
12245 | 840001-0000 | Macam-macam kue |  | 2023-04-18 11:59:28 | 0 | Box | 57000 | 0000 | IDR | General | 0 | 0 | Material | N | N | N | ""
10269 | 620010-0000 | Machine Rent Canon |  | 2016-07-29 10:27:24 | 0 | Unit | 2445000 | 0000 | IDR | General | 0 | 0 | Material | N | N | N | ""
10604 | 610001-AGPT | Magnetic Drilling Machine - SMD 352 |  | 2017-04-27 16:07:37 | 0 | Unit | 10600000 | AGPT | IDR | AGP Taiwan | 0 | 0 | Material | N | N | N | ""
10795 | 129275-0000 | Main Gate- Beam utama (Beton K 225, Pembesian 300 kg/m3, bekisting) |  | 2017-08-03 19:57:40 | 0 | M3 | 0 | 0000 |  | General | 0 | 0 | Material | N | N | N | ""
10794 | 129274-0000 | Main Gate- Kolom utama (Beton K 225, Pembesian 300 kg/m3, bekisting) |  | 2017-08-03 19:56:44 | 0 | M3 | 0 | 0000 |  | General | 0 | 0 | Material | N | N | N | ""
10791 | 129271-0000 | Main Gate- Lantai kerja |  | 2017-08-03 19:53:52 | 0 | M3 | 0 | 0000 |  | General | 0 | 0 | Material | N | N | N | ""
10796 | 129276-0000 | Main Gate- Pasangan Batu Bata tinggi 3.00 m |  | 2017-08-03 19:58:29 | 0 | M3 | 0 | 0000 |  | General | 0 | 0 | Material | N | N | N | ""
10793 | 129273-0000 | Main Gate- Pondasi Beton (Beton K 225, Pembesian 150 kg/m3, bekisting) |  | 2017-08-03 19:55:52 | 0 | M3 | 0 | 0000 |  | General | 0 | 0 | Material | N | N | N | ""
10797 | 129277-0000 | Main Gate- Ring balok utama (Beton K 225, Pembesian 250 kg/m3, bekisting) |  | 2017-08-03 19:59:36 | 0 | M3 | 0 | 0000 |  | General | 0 | 0 | Material | N | N | N | ""
11840 | 211341-0000 | Mainframe scaffolding 1.9 meter |  | 2021-09-12 16:57:09 | 0 | Set | 576000 | 0000 | IDR | General | 0 | 0 | Material | N | N | N | ""
10412 | 611097-0000 | Maktec MT240 Mesin Cut Off |  | 2016-11-18 13:03:56 | 0 | Pcs | 1600000 | 0000 | IDR | General | 0 | 0 | Material | N | N | N | ""
10286 | 111371-0000 | Manhole / Handhole |  | 2016-08-30 10:13:35 | 0 | Pcs | 0 | 0000 |  | General | 0 | 0 | Material | N | N | N | ""
11336 | 313466-0000 | Marker Strip MS-100 |  | 2019-03-26 14:20:38 | 0 | Bks | 89717 | 0000 | IDR | General | 0 | 0 | Material | N | N | N | ""
11337 | 313467-0000 | Marker Strip MS-135 |  | 2019-03-26 14:21:33 | 0 | Bks | 55000 | 0000 | IDR | General | 0 | 0 | Material | N | N | N | ""
11335 | 313465-0000 | Marker Strip MS-65 |  | 2019-03-26 14:18:53 | 0 | Bks | 74000 | 0000 | IDR | General | 0 | 0 | Material | N | N | N | ""
12710 | 313761-0000 | Marker tube 10 mm |  | 2025-09-04 11:45:18 | 0 | Rol | 112576.77 | 0000 | IDR | General | 0 | 0 | Material | N | N | N | ""
11338 | 313468-0000 | Marker Tube 2,5 mm |  | 2019-03-26 14:22:25 | 0 | Rol | 119302.24 | 0000 | IDR | General | 0 | 0 | Material | N | N | N | ""
11339 | 313469-0000 | Marker Tube 4 mm |  | 2019-03-26 14:23:18 | 0 | Rol | 101904 | 0000 | IDR | General | 0 | 0 | Material | N | N | N | ""
11340 | 313470-0000 | Marker Tube 6 mm |  | 2019-03-26 14:24:00 | 0 | Rol | 163000 | 0000 | IDR | General | 0 | 0 | Material | N | N | N | ""
11341 | 313471-0000 | Marker Tube 8 mm |  | 2019-03-26 14:24:45 | 0 | Rol | 96000 | 0000 | IDR | General | 0 | 0 | Material | N | N | N | ""
8688 | 820019-0000 | Marketing Fee |  | 2013-10-10 09:56:04 | 0 | Ls | 25000000 | 0000 | IDR | General | 433786866.87 | 11378 | Material | N | N | N | ""
9680 | 111314-0000 | Marshalling Kiosk |  | 2015-02-02 18:20:51 | 0 | Unit | 4843262 | 0000 | IDR | General | 4315147.9 | 12502 | Material | N | N | N | ""
12772 | 313799-0000 | Marshalling kiosks for 150/20 kV Transformer Bay |  | 2025-11-08 17:14:01 | 0 | Unit | 35860000 | 0000 | IDR | General | 0 | 0 | Material | N | N | N | ""
9654 | 313137-0000 | Marshalling kiosks for Bus-Coupler bay |  | 2015-02-02 17:36:04 | 0 | Set | 35860000 | 0000 | IDR | General | 2810.74 | 12502 | Material | N | N | N | ""
9647 | 313130-0000 | Marshalling kiosks for IBT bay |  | 2015-02-02 17:17:25 | 0 | Set | 37000000 | 0000 | IDR | General | 2810.74 | 12502 | Material | N | N | N | ""
9736 | 323067-0000 | Marshalling kiosks for line bay |  | 2015-02-03 09:59:57 | 0 | Set | 1256000 | 0000 | IDR | General | 0 | 12502 | Material | N | N | N | ""
9641 | 313124-0000 | Marshalling kiosks for line bay |  | 2015-02-02 16:56:17 | 0 | Unit | 35860000 | 0000 | IDR | General | 2810.74 | 12502 | Material | N | N | N | ""
9247 | 611032-0000 | Masker Disposable |  | 2014-05-16 11:03:30 | 0 | Box | 20000 | 0000 | IDR | General | 33250 | 11558 | Material | N | N | N | ""
11217 | 810068-0000 | Masking Tape Police Line |  | 2018-12-11 14:03:31 | 0 | Rol | 65000 | 0000 | IDR | General | 0 | 0 | Material | N | N | N | ""
10955 | 313353-0000 | MASTER And MODBUS, PROTOCOL |  | 2017-09-13 09:03:06 | 0 | Set | 0 | 0000 |  | General | 0 | 0 | Material | N | N | N | ""
11955 | 611239-0000 | Mata Bobok Chisel Spade |  | 2021-10-24 10:50:05 | 0 | Pcs | 0 | 0000 |  | General | 0 | 0 | Material | N | N | N | ""
12082 | 611294-0000 | Mata Bor |  | 2022-02-13 19:32:43 | 0 | Pcs | 45000 | 0000 | IDR | General | 0 | 0 | Material | N | N | N | ""
11858 | 611204-0000 | Mata Bor Spiral dia.40 cm |  | 2021-09-19 15:27:32 | 0 | Unit | 70000 | 0000 | IDR | General | 0 | 0 | Material | N | N | N | ""
12545 | 611341-0000 | Mata Bor Spiral dia.60 cm |  | 2024-12-19 17:37:48 | 0 | Unit | 5000000 | 0000 | IDR | General | 0 | 0 | Material | N | N | N | ""
12439 | 611339-0000 | Mata Bor Spiral dia.60 cm |  | 2024-08-28 10:14:32 | 0 | Set | 3500000 | 0000 | IDR | General | 0 | 0 | Material | N | N | N | ""
11406 | 611153-0000 | mata cutting wheel 14 inchi |  | 2019-07-10 11:21:35 | 0 | Pack | 35000 | 0000 | IDR | General | 0 | 0 | Material | N | N | N | ""
11405 | 611152-0000 | mata cutting wheel 4 inchi |  | 2019-07-10 11:19:59 | 0 | Pack | 90000 | 0000 | IDR | General | 0 | 0 | Material | N | N | N | ""
10644 | 611105-0000 | Mata Gerinda |  | 2017-06-16 14:26:10 | 0 | Pcs | 8000 | 0000 | IDR | General | 0 | 0 | Material | N | N | N | ""
12235 | 111652-0000 | Mata Gerinda 7 Inch |  | 2023-04-03 19:01:40 | 0 | Pcs | 90000 | 0000 | IDR | General | 0 | 0 | Material | N | N | N | ""
11752 | 211323-0000 | Mata Gerindra |  | 2021-01-29 10:20:41 | 0 | Box | 72727.28 | 0000 | IDR | General | 0 | 0 | Material | N | N | N | ""
11754 | 211324-0000 | Mata Gerindra Amplas |  | 2021-01-29 10:36:34 | 0 | Pcs | 55000 | 0000 | IDR | General | 0 | 0 | Material | N | N | N | ""
12081 | 611293-0000 | Mata Potong Batu |  | 2022-02-13 19:29:53 | 0 | Pcs | 101000 | 0000 | IDR | General | 0 | 0 | Material | N | N | N | ""
11992 | 611260-0000 | Mata shock torsi 19mm |  | 2021-12-08 17:51:23 | 0 | Pcs | 55000 | 0000 | IDR | General | 0 | 0 | Material | N | N | N | ""
11993 | 611261-0000 | Mata shock torsi 22mm |  | 2021-12-08 17:51:58 | 0 | Pcs | 55000 | 0000 | IDR | General | 0 | 0 | Material | N | N | N | ""
11994 | 611262-0000 | Mata shock torsi 24mm |  | 2021-12-08 17:53:00 | 0 | Pcs | 135000 | 0000 | IDR | General | 0 | 0 | Material | N | N | N | ""
11995 | 611263-0000 | Mata shock torsi 27mm |  | 2021-12-08 17:53:55 | 0 | Pcs | 60000 | 0000 | IDR | General | 0 | 0 | Material | N | N | N | ""
11996 | 611264-0000 | Mata shock torsi 30mm |  | 2021-12-08 17:54:40 | 0 | Pcs | 55000 | 0000 | IDR | General | 0 | 0 | Material | N | N | N | ""
11997 | 611265-0000 | Mata shock torsi 32mm |  | 2021-12-08 17:55:25 | 0 | Pcs | 195000 | 0000 | IDR | General | 0 | 0 | Material | N | N | N | ""
11998 | 611266-0000 | Mata shock torsi 32mm |  | 2021-12-08 17:56:33 | 0 | Pcs | 0 | 0000 |  | General | 0 | 0 | Material | N | N | N | ""
11999 | 611267-0000 | Mata shock torsi 36mm |  | 2021-12-08 17:57:14 | 0 | Pcs | 275000 | 0000 | IDR | General | 0 | 0 | Material | N | N | N | ""
10256 | 611084-0000 | Materai |  | 2016-07-15 08:49:30 | 0 | Pcs | 10000 | 0000 | IDR | General | 0 | 0 | Material | N | N | N | ""
8177 | 424023-0000 | Material BCTR-ROCK Galian batu masif miniman 110 cm panjang minimum 5 m di cor beton 123 tebal 30 cm dengan marking post |  | 2013-07-10 14:21:47 | 0 | Mtr | 25000 | 0000 | IDR | General | 25000 | 9982 | Material | N | N | N | ""
10221 | 111368-0000 | Material besi dan baja, CNP 150.50.25 |  | 2016-06-30 08:16:18 | 0 | Kg | 0 | 0000 |  | General | 0 | 0 | Material | N | N | N | ""
10220 | 111367-0000 | Material besi dan baja, IWF 200.100.5,5.8 |  | 2016-06-30 07:46:14 | 0 | Kg | 0 | 0000 |  | General | 0 | 0 | Material | N | N | N | ""
10667 | 313285-0000 | Material Conductor TAL 660mm2 |  | 2017-07-18 14:26:35 | 0 | Mtr | 119000 | 0000 | IDR | General | 0 | 13387 | Material | N | N | N | ""
10668 | 313286-0000 | Material Conductor TAL 850 mm2 (m) |  | 2017-07-18 12:21:03 | 0 | Mtr | 151000 | 0000 | IDR | General | 0 | 0 | Material | N | N | N | ""
10197 | 111365-0000 | Material Cor K300 |  | 2016-05-26 15:00:53 | 0 | M3 | 815000 | 0000 | IDR | General | 0 | 0 | Material | N | N | N | ""
8339 | 111026-0000 | Material Formwork (Termasuk paku,kaso,multiplek) |  | 2013-08-02 14:48:05 | 0 | M3 | 6800000 | 0000 | IDR | General | 130000 | 10101 | Material | N | N | N | ""
9344 | 111297-0000 | Material Handhole Type HH2 |  | 2016-02-10 15:26:01 | 0 | Pcs | 3775175 | 0000 | IDR | General | 3000000 | 11841 | Material | N | N | N | ""
11182 | 111491-0000 | Material Partisi Ruangan |  | 2018-10-19 10:05:33 | 0 | Ls | 3882500 | 0000 | IDR | General | 0 | 0 | Material | N | N | N | ""
9033 | 111269-0000 | Material Pondasi Bored Pile Dia. 50cm termasuk Mob Demob, Besi Beton, Mix Design, dan Test Kubus |  | 2014-10-28 10:36:25 | 0 | Mtr | 859625 | 0000 | IDR | General | 190985383 | 11950 | Material | N | N | N | ""
9034 | 111270-0000 | Material Pondasi Bored Pile Dia. 60cm termasuk Mob Demob, Besi Beton, Mix Design, dan Test Kubus |  | 2014-10-28 10:37:17 | 0 | Mtr | 971300 | 0000 | IDR | General | 254443546.42 | 11950 | Material | N | N | N | ""
9353 | 111298-0000 | Material Pondasi ODC |  | 2016-02-10 15:26:17 | 0 | Set | 0 | 0000 | IDR | General | 0 | 11806 | Material | N | N | N | ""
9354 | 111299-0000 | Material Pondasi Tiang |  | 2016-02-10 15:26:35 | 0 | Set | 0 | 0000 | IDR | General | 0 | 11806 | Material | N | N | N | ""
9032 | 111268-0000 | Material Pondasi Tower termasuk Mob Demob, Besi Beton, Mix Design, dan Test Kubus |  | 2014-10-28 10:35:16 | 0 | M3 | 3134348 | 0000 | IDR | General | 154142118.43 | 11950 | Material | N | N | N | ""
10179 | 111360-0000 | Material Pondasi Tower Tipe AA |  | 2017-08-09 21:22:03 | 0 | M3 | 3900000 | 0000 | IDR | General | 0 | 13252 | Material | N | N | N | ""
10300 | 111372-0000 | Material Pondasi Tower Tipe AA2-1 |  | 2016-09-08 12:50:44 | 0 | Set | 28842680 | 0000 | IDR | General | 0 | 13252 | Material | N | N | N | ""
10302 | 111373-0000 | Material Pondasi Tower Tipe AA2-2 |  | 2016-09-08 12:53:51 | 0 | Set | 119337000 | 0000 | IDR | General | 0 | 0 | Material | N | N | N | ""
10304 | 111374-0000 | Material Pondasi Tower Tipe AA3 |  | 2016-09-08 12:55:43 | 0 | Set | 144715800 | 0000 | IDR | General | 0 | 0 | Material | N | N | N | ""
10306 | 111375-0000 | Material Pondasi Tower Tipe AA3W-1 |  | 2016-09-08 13:00:56 | 0 | Set | 294395200 | 0000 | IDR | General | 0 | 0 | Material | N | N | N | ""
10308 | 111376-0000 | Material Pondasi Tower Tipe AA3W-2 |  | 2016-09-08 13:02:14 | 0 | Set | 282367700 | 0000 | IDR | General | 0 | 0 | Material | N | N | N | ""
10310 | 111377-0000 | Material Pondasi Tower Tipe AA3W-3 |  | 2016-09-08 13:03:14 | 0 | Set | 232940700 | 0000 | IDR | General | 0 | 0 | Material | N | N | N | ""
10312 | 111378-0000 | Material Pondasi Tower Tipe AA3W-4 |  | 2016-09-08 13:04:16 | 0 | Set | 294395200 | 0000 | IDR | General | 0 | 0 | Material | N | N | N | ""
10314 | 111379-0000 | Material Pondasi Tower Tipe AA5 |  | 2016-09-08 13:20:29 | 0 | Set | 324579400 | 0000 | IDR | General | 0 | 0 | Material | N | N | N | ""
10316 | 111380-0000 | Material Pondasi Tower Tipe AA6-1 |  | 2016-09-08 13:22:16 | 0 | Set | 57872540 | 0000 | IDR | General | 0 | 0 | Material | N | N | N | ""
10318 | 111381-0000 | Material Pondasi Tower Tipe AA6-2 |  | 2016-09-08 13:25:00 | 0 | Set | 172228640 | 0000 | IDR | General | 0 | 0 | Material | N | N | N | ""
10320 | 111382-0000 | Material Pondasi Tower Tipe AA6-3 |  | 2016-09-08 13:29:53 | 0 | Set | 173821540 | 0000 | IDR | General | 0 | 0 | Material | N | N | N | ""
10322 | 111383-0000 | Material Pondasi Tower Tipe AA6-4 |  | 2016-09-08 13:30:59 | 0 | Set | 148850840 | 0000 | IDR | General | 0 | 0 | Material | N | N | N | ""
10324 | 111384-0000 | Material Pondasi Tower Tipe AA6-5 |  | 2016-09-08 13:32:08 | 0 | Set | 57872640 | 0000 | IDR | General | 0 | 0 | Material | N | N | N | ""
10326 | 111385-0000 | Material Pondasi Tower Tipe AA6-6 |  | 2016-09-08 13:33:08 | 0 | Set | 199189640 | 0000 | IDR | General | 0 | 0 | Material | N | N | N | ""
10328 | 111386-0000 | Material Pondasi Tower Tipe AA6-7 |  | 2016-09-08 13:34:07 | 0 | Set | 57872540 | 0000 | IDR | General | 0 | 0 | Material | N | N | N | ""
10330 | 111387-0000 | Material Pondasi Tower Tipe AA6-8 |  | 2016-09-08 13:35:06 | 0 | Set | 57872540 | 0000 | IDR | General | 0 | 0 | Material | N | N | N | ""
8632 | 111237-0000 | Material Pondasi Tower Tipe BB1 |  | 2016-09-08 13:42:07 | 0 | Set | 115451000 | 0000 | IDR | General | 0 | 11132 | Material | N | N | N | ""
8635 | 111240-0000 | Material Pondasi Tower Tipe BB2 |  | 2016-09-08 13:46:28 | 0 | Set | 62757744 | 0000 | IDR | General | 0 | 11132 | Material | N | N | N | ""
8636 | 111241-0000 | Material Pondasi Tower Tipe BB3 |  | 2016-09-08 13:48:40 | 0 | Set | 236999900 | 0000 | IDR | General | 0 | 11132 | Material | N | N | N | ""
8637 | 111242-0000 | Material Pondasi Tower Tipe BB3W-1 |  | 2016-09-08 13:51:56 | 0 | Set | 175583424 | 0000 | IDR | General | 0 | 11132 | Material | N | N | N | ""
8638 | 111243-0000 | Material Pondasi Tower Tipe BB3W-2 |  | 2016-09-08 13:54:38 | 0 | Set | 329042400 | 0000 | IDR | General | 0 | 11132 | Material | N | N | N | ""
8633 | 111238-0000 | Material Pondasi Tower Tipe CC2 |  | 2016-09-08 13:58:27 | 0 | Set | 232806900 | 0000 | IDR | General | 0 | 11132 | Material | N | N | N | ""
8639 | 111244-0000 | Material Pondasi Tower Tipe CC5 |  | 2016-09-08 14:01:50 | 0 | Set | 647786400 | 0000 | IDR | General | 0 | 11132 | Material | N | N | N | ""
8640 | 111245-0000 | Material Pondasi Tower Tipe CC6 |  | 2016-09-08 14:33:22 | 0 | Set | 201591376 | 0000 | IDR | General | 0 | 11132 | Material | N | N | N | ""
8634 | 111239-0000 | Material Pondasi Tower Tipe DD3W |  | 2016-09-08 14:08:17 | 0 | Set | 500489100 | 0000 | IDR | General | 0 | 11132 | Material | N | N | N | ""
10347 | 111388-0000 | Material Pondasi Tower Type Aa2 class 5 |  | 2016-09-30 10:59:10 | 0 | Unit | 0 | 0000 |  | General | 0 | 13123 | Material | N | N | N | ""
10356 | 111391-0000 | Material Pondasi Type Aa2 class 1 |  | 2016-09-30 11:00:13 | 0 | Unit | 0 | 0000 |  | General | 0 | 13103 | Material | N | N | N | ""
10359 | 111392-0000 | Material Pondasi Type Aa2 class 1 |  | 2016-09-30 11:00:31 | 0 | Unit | 0 | 0000 |  | General | 0 | 13103 | Material | N | N | N | ""
10362 | 111393-0000 | Material Pondasi Type Aa2 class 4 |  | 2016-09-30 11:00:50 | 0 | Unit | 0 | 0000 |  | General | 0 | 13103 | Material | N | N | N | ""
10365 | 111394-0000 | Material Pondasi Type Bb2 class 1 |  | 2016-09-30 11:01:07 | 0 | Unit | 0 | 0000 |  | General | 0 | 13103 | Material | N | N | N | ""
10353 | 111390-0000 | Material Pondasi Type Cc2 class 3 |  | 2016-09-30 10:59:53 | 0 | Unit | 64125168 | 0000 | IDR | General | 0 | 13103 | Material | N | N | N | ""
10350 | 111389-0000 | Material Pondasi Type Cc2 class 5 |  | 2016-09-30 10:59:31 | 0 | Unit | 0 | 0000 |  | General | 0 | 13103 | Material | N | N | N | ""
8649 | 111254-0000 | Material Pondasi Type DSP Class 3 Pad and Chimney with Piled |  | 2016-02-10 15:23:33 | 0 | Twr | 0 | 0000 | IDR | General | 0 | 11132 | Material | N | N | N | ""
8641 | 111246-0000 | Material Pondasi Type SSP5 Class 2 Pad and Chimney with Piled |  | 2016-02-10 15:13:31 | 0 | Twr | 0 | 0000 | IDR | General | 0 | 11132 | Material | N | N | N | ""
8642 | 111247-0000 | Material Pondasi Type SSP5 Class 3 Pad and Chimney with Piled |  | 2016-02-10 15:16:09 | 0 | Twr | 0 | 0000 | IDR | General | 0 | 11132 | Material | N | N | N | ""
8643 | 111248-0000 | Material Pondasi Type TSP15 Class 2 Pad and Chimney with Piled |  | 2016-02-10 15:16:59 | 0 | Twr | 0 | 0000 | IDR | General | 0 | 11132 | Material | N | N | N | ""
8644 | 111249-0000 | Material Pondasi Type TSP15 Class 3 Pad and Chimney with Piled |  | 2016-02-10 15:19:13 | 0 | Twr | 0 | 0000 | IDR | General | 0 | 11132 | Material | N | N | N | ""
8645 | 111250-0000 | Material Pondasi Type TSP15 Class 5 Pad and Chimney (Enlarged) or Raft with Piled |  | 2016-02-10 15:19:30 | 0 | Twr | 0 | 0000 | IDR | General | 0 | 11132 | Material | N | N | N | ""
8646 | 111251-0000 | Material Pondasi Type TSP30 Class 2 Pad and Chimney with Piled |  | 2016-02-10 15:21:43 | 0 | Twr | 0 | 0000 | IDR | General | 0 | 11132 | Material | N | N | N | ""
8647 | 111252-0000 | Material Pondasi Type TSP30 Class 3 Pad and Chimney with Piled |  | 2016-02-10 15:22:35 | 0 | Twr | 0 | 0000 | IDR | General | 0 | 11132 | Material | N | N | N | ""
8648 | 111253-0000 | Material Pondasi Type TSP60 Class 3 Pad and Chimney with Piled |  | 2016-02-10 15:22:50 | 0 | Twr | 0 | 0000 | IDR | General | 0 | 11132 | Material | N | N | N | ""
9112 | 111281-0000 | Material selain material utama |  | 2014-03-14 16:30:29 | 0 | Ls | 35000 | 0000 | IDR | General | 0 | 11633 | Material | N | N | N | ""
9333 | 111296-0000 | Material Shotcrete tebal 10 sd 12 cm, wire mesh dia. 6x150x150 mm |  | 2014-06-13 14:51:33 | 0 | M2 | 14000000 | 0000 | IDR | General | 0 | 0 | Material | N | N | N | ""
9321 | 111295-0000 | Material Side ditch, concrete lining U type uk. 40x40 cm |  | 2014-06-12 10:42:08 | 0 | Mtr | 0 | 0000 | IDR | General | 0 | 0 | Material | N | N | N | ""
8344 | 111031-0000 | Material Tanah Merah |  | 2013-08-02 14:53:06 | 0 | M3 | 57500 | 0000 | IDR | General | 0 | 10101 | Material | N | N | N | ""
9930 | 313181-0000 | material Tension String set for OPGW 70 |  | 2015-06-19 16:11:12 | 0 | Set | 1369725 | 0000 | IDR | General | 0 | 0 | Material | N | N | N | ""
9875 | 313172-0000 | MCB 1 Phase 40A |  | 2015-06-03 14:10:28 | 0 | Pcs | 0 | 0000 |  | General | 50000 | 13217 | Material | N | N | N | ""
9222 | 313060-0000 | MCB 10 Ampere |  | 2014-05-12 11:16:34 | 0 | Pcs | 96000 | 0000 | IDR | General | 0 | 0 | Material | N | N | N | ""
9221 | 313059-0000 | MCB 16 Ampere |  | 2014-05-12 11:15:55 | 0 | Pcs | 335000 | 0000 | IDR | General | 0 | 0 | Material | N | N | N | ""
12754 | 313788-0000 | MCB 2P DC C16 S202 with Auxiliary |  | 2025-10-21 14:48:48 | 0 | Pcs | 267075.15 | 0000 | IDR | General | 0 | 0 | Material | N | N | N | ""
12755 | 313789-0000 | MCB 2P DC C20 S202 with Auxiliary |  | 2025-10-21 14:51:05 | 0 | Pcs | 539944 | 0000 | IDR | General | 0 | 0 | Material | N | N | N | ""
11689 | 313532-0000 | MCB 3 phase 100 A |  | 2020-10-13 09:42:23 | 0 | Pcs | 1080000 | 0000 | IDR | General | 0 | 0 | Material | N | N | N | ""
10267 | 313230-0000 | MCB 3 Pole 40 A 400 VAC |  | 2016-07-28 14:48:19 | 0 | Pcs | 1080000 | 0000 | IDR | General | 0 | 0 | Material | N | N | N | ""
9220 | 313058-0000 | MCB 32 Ampere |  | 2014-05-12 11:14:46 | 0 | Pcs | 380000 | 0000 | IDR | General | 0 | 0 | Material | N | N | N | ""
12753 | 313787-0000 | MCB 3P AC C16 S203 with Auxiliary |  | 2025-10-21 14:47:28 | 0 | Pcs | 239393.7 | 0000 | IDR | General | 0 | 0 | Material | N | N | N | ""
12752 | 313786-0000 | MCB 3P AC C40 S203 with Auxiliary |  | 2025-10-21 14:45:29 | 0 | Pcs | 367600 | 0000 | IDR | General | 0 | 0 | Material | N | N | N | ""
12880 | 211487-0000 | MCB AC 1P/20A 4.5kA |  | 2026-01-09 18:54:44 | 0 | Pcs | 0 | 0000 |  | General | 0 | 0 | Material | N | N | N | ""
12881 | 313868-0000 | MCB AC 1P/20A 4.5kA |  | 2026-01-09 18:55:58 | 0 | Pcs | 0 | 0000 |  | General | 0 | 0 | Material | N | N | N | ""
12742 | 313776-0000 | MCB AC 2P/10A with Aux |  | 2025-10-09 21:52:39 | 0 | Mtr | 0 | 0000 |  | General | 0 | 0 | Material | N | N | N | ""
12743 | 313777-0000 | MCB AC 2P/10A with Aux |  | 2025-10-09 21:53:27 | 0 | Pcs | 0 | 0000 |  | General | 0 | 0 | Material | N | N | N | ""
12748 | 313782-0000 | MCB AC 2P/10A with Aux A9A26924 |  | 2025-10-09 22:04:09 | 0 | Pcs | 92610 | 0000 | IDR | General | 0 | 0 | Material | N | N | N | ""
12747 | 313781-0000 | MCB AC 2P/10A with Aux A9F44210 |  | 2025-10-09 22:03:42 | 0 | Pcs | 222783.75 | 0000 | IDR | General | 0 | 0 | Material | N | N | N | ""
12878 | 313866-0000 | MCB AC 2P/20A 6kA |  | 2026-01-09 18:43:05 | 0 | Pcs | 0 | 0000 |  | General | 0 | 0 | Material | N | N | N | ""
12879 | 313867-0000 | MCB AC 3P/50A 10 kA |  | 2026-01-09 18:49:22 | 0 | Pcs | 0 | 0000 |  | General | 0 | 0 | Material | N | N | N | ""
11688 | 313531-0000 | MCB DC 2 Pole/Phasa 50 A |  | 2020-10-13 09:34:05 | 0 | Pcs | 375000 | 0000 | IDR | General | 0 | 0 | Material | N | N | N | ""
12883 | 313870-0000 | MCB DC 2P/20A |  | 2026-01-09 19:09:56 | 0 | Pcs | 0 | 0000 |  | General | 0 | 0 | Material | N | N | N | ""
12745 | 313779-0000 | MCB DC 2P/6A with Aux |  | 2025-10-09 21:55:00 | 0 | Pcs | 0 | 0000 |  | General | 0 | 0 | Material | N | N | N | ""
12746 | 313780-0000 | MCB DC 2P/6A with Aux |  | 2025-10-09 21:56:13 | 0 | Pcs | 0 | 0000 |  | General | 0 | 0 | Material | N | N | N | ""
12744 | 313778-0000 | MCB DC 2P/6A with Aux |  | 2025-10-09 21:54:10 | 0 | Pcs | 0 | 0000 |  | General | 0 | 0 | Material | N | N | N | ""
12750 | 313784-0000 | MCB DC 2P/6A with Aux A9N26924 |  | 2025-10-09 22:05:18 | 0 | Pcs | 0 | 0000 |  | General | 0 | 0 | Material | N | N | N | ""
12749 | 313783-0000 | MCB DC 2P/6A with Aux A9N61526 |  | 2025-10-09 22:04:46 | 0 | Pcs | 795690 | 0000 | IDR | General | 0 | 0 | Material | N | N | N | ""
12528 | 313690-0000 | MCB-AC 2P/10A 6 kA |  | 2024-12-02 15:19:06 | 0 | Unit | 0 | 0000 |  | General | 0 | 0 | Material | N | N | N | ""
12484 | 313670-0000 | MCB-AC 2P/10A 6 kA with Aux |  | 2024-11-07 14:22:12 | 0 | Unit | 515300 | 0000 | IDR | General | 0 | 0 | Material | N | N | N | ""
12534 | 313696-0000 | MCB-AC 2P/16A 6kA |  | 2024-12-02 15:47:10 | 0 | Unit | 282736 | 0000 | IDR | General | 0 | 0 | Material | N | N | N | ""
12494 | 313680-0000 | MCB-AC 2P/16A 6kA with Aux |  | 2024-11-07 15:20:53 | 0 | Unit | 235613 | 0000 | IDR | General | 0 | 0 | Material | N | N | N | ""
12498 | 313684-0000 | MCB-AC 2P/16A 6kA with Aux |  | 2024-11-07 15:22:54 | 0 | Unit | 0 | 0000 |  | General | 0 | 0 | Material | N | N | N | ""
12533 | 313695-0000 | MCB-AC 2P/2A 6kA |  | 2024-12-02 15:43:43 | 0 | Unit | 339282 | 0000 | IDR | General | 0 | 0 | Material | N | N | N | ""
12492 | 313678-0000 | MCB-AC 2P/2A 6kA with Aux |  | 2024-11-07 15:19:42 | 0 | Unit | 282735 | 0000 | IDR | General | 0 | 0 | Material | N | N | N | ""
12529 | 313691-0000 | MCB-AC 2P/6A 6kA |  | 2024-12-02 15:21:22 | 0 | Unit | 283044 | 0000 | IDR | General | 0 | 0 | Material | N | N | N | ""
12493 | 313679-0000 | MCB-AC 2P/6A 6kA with Aux |  | 2024-11-07 15:20:13 | 0 | Unit | 235870 | 0000 | IDR | General | 0 | 0 | Material | N | N | N | ""
12592 | 313731-0000 | MCB-AC 4P/20A 6kA |  | 2025-02-17 14:27:09 | 0 | Set | 0 | 0000 |  | General | 0 | 0 | Material | N | N | N | ""
12530 | 313692-0000 | MCB-AC 4P/20A 6kA |  | 2024-12-02 15:22:57 | 0 | Unit | 537660 | 0000 | IDR | General | 0 | 0 | Material | N | N | N | ""
12495 | 313681-0000 | MCB-AC 4P/20A 6kA with Aux |  | 2024-11-07 15:21:21 | 0 | Unit | 0 | 0000 |  | General | 0 | 0 | Material | N | N | N | ""
12531 | 313693-0000 | MCB-AC 4P/25A 6kA |  | 2024-12-02 15:24:28 | 0 | Unit | 591426 | 0000 | IDR | General | 0 | 0 | Material | N | N | N | ""
12496 | 313682-0000 | MCB-AC 4P/25A 6kA with Aux |  | 2024-11-07 15:21:57 | 0 | Unit | 492855 | 0000 | IDR | General | 0 | 0 | Material | N | N | N | ""
12593 | 313732-0000 | MCB-AC 4P/2A 6kA |  | 2025-02-17 18:11:55 | 0 | Pcs | 495650 | 0000 | IDR | General | 0 | 0 | Material | N | N | N | ""
12532 | 313694-0000 | MCB-AC 4P/32A 6kA |  | 2024-12-02 15:24:57 | 0 | Unit | 698958 | 0000 | IDR | General | 0 | 0 | Material | N | N | N | ""
12497 | 313683-0000 | MCB-AC 4P/32A 6kA with Aux |  | 2024-11-07 15:22:21 | 0 | Unit | 582465 | 0000 | IDR | General | 0 | 0 | Material | N | N | N | ""
9219 | 313057-0000 | MCCB 50 Ampere |  | 2014-05-12 11:05:13 | 0 | Pcs | 0 | 0000 | IDR | General | 0 | 0 | Material | N | N | N | ""
9098 | 211039-0000 | MCM Box |  | 2014-03-14 16:19:21 | 0 | Pcs | 0 | 0000 | IDR | General | 0 | 11633 | Material | N | N | N | ""
12067 | 313562-0000 | MCT c/w Frame, Plate & Cable module |  | 2022-01-27 16:19:41 | 0 | Set | 6000000 | 0000 | IDR | General | 0 | 0 | Material | N | N | N | ""
10896 | 129301-0000 | ME Work Grounding SystemGrounding |  | 2017-08-04 16:53:14 | 0 | Ls | 888000 | 0000 | IDR | General | 0 | 0 | Material | N | N | N | ""
9858 | 820068-0000 | Medical check up (MCU) |  | 2015-03-17 09:29:57 | 0 | Yr | 445000 | 0000 | IDR | General | 570000 | 0 | Material | N | N | N | ""
9867 | 820076-0000 | Medical Expenses |  | 2015-03-26 15:28:57 | 0 | Ls | 15207380 | 0000 | IDR | General | 12003702 | 0 | Material | N | N | N | ""
10019 | 820083-0000 | Medical In |  | 2015-10-08 09:23:58 | 0 | Ls | 3300000 | 0000 | IDR | General | 0 | 0 | Material | N | N | N | ""
10020 | 820084-0000 | Medical Out |  | 2015-10-08 09:25:07 | 0 | Ls | 0 | 0000 |  | General | 0 | 0 | Material | N | N | N | ""
11972 | 111616-0000 | Meja Kantor |  | 2021-11-18 09:26:45 | 0 | Pcs | 450000 | 0000 | IDR | General | 0 | 0 | Material | N | N | N | ""
11974 | 810114-0000 | meja luar ruang ( outdoor ) |  | 2021-11-18 09:30:14 | 0 | Pcs | 949604.5 | 0000 | IDR | General | 0 | 0 | Material | N | N | N | ""
10182 | 313228-0000 | Member Fittment Suspension |  | 2016-05-09 10:06:06 | 0 | Set | 550000 | 0000 | IDR | General | 0 | 0 | Material | N | N | N | ""
10181 | 313227-0000 | Member Fittment Tension |  | 2016-05-09 10:04:36 | 0 | Set | 924151 | 0000 | IDR | General | 0 | 0 | Material | N | N | N | ""
10409 | 313256-0000 | Member Fittment Tension Special ( Type 4DD6 ) |  | 2016-11-17 11:04:46 | 0 | Set | 2150000 | 0000 | IDR | General | 0 | 0 | Material | N | N | N | ""
7729 | 121009-0000 | Membersihkan Lapangan dan Perataan |  |  | 0 | Service | 3000000 | M2 | IDR | "" | 0 | 0 | Material | N | N | N
9789 | 323110-0000 | Mercury Vapour Flouresent light 1 x 250 W complete with lighting column 9 m high, fuse box, grounding system and installation of cable conduit and wiring and all accessories and foundation of column |  | 2015-02-03 15:08:04 | 0 | Ttk | 0 | 0000 | IDR | General | 0 | 12502 | Material | N | N | N | ""
9712 | 313156-0000 | Mercury Vapour Flouresent light 1 x 250 W complete with lighting column 9 m high, fuse box, grounding system and installation of cable conduit and wiring and all accessories and foundation of column |  | 2015-02-02 19:01:14 | 0 | Ttk | 1742690.83 | 0000 | IDR | General | 11000000 | 12502 | Material | N | N | N | ""
9790 | 323111-0000 | Mercury Vapour Flouresent light 1 x 250 W complete with support, fuse box, grounding system and installation of cable conduit and wiring and all accessories for Switchyard |  | 2015-02-03 15:09:08 | 0 | Ttk | 0 | 0000 | IDR | General | 0 | 12502 | Material | N | N | N | ""
9713 | 313157-0000 | Mercury Vapour Flouresent light 1 x 250 W complete with support, fuse box, grounding system and installation of cable conduit and wiring and all accessories for Switchyard |  | 2015-02-02 19:02:57 | 0 | Ttk | 0 | 0000 | IDR | General | 0 | 12502 | Material | N | N | N | ""
10469 | 610003-SAIN | Mesh Shock Joints Conductor ACSR Hawk 200-300 30 kN |  | 2016-12-21 21:11:05 | 0 | Pcs | 305131 | SAIN | IDR | Sahabat Indonesia | 0 | 0 | Material | N | N | N | ""
10468 | 610002-SAIN | Mesh Shock Joints Conductor ACSR Zebra 300-400 30 kN |  | 2016-12-21 21:09:00 | 0 | Pcs | 300000 | SAIN | IDR | Sahabat Indonesia | 0 | 0 | Material | N | N | N | ""
11379 | 810084-0000 | Mesin Cuci AC |  | 2019-04-26 14:18:52 | 0 | Pcs | 5600000 | 0000 | IDR | General | 0 | 0 | Material | N | N | N | ""
11949 | 611235-0000 | Mesin Diesel 24 HP - Max 26 HP |  | 2021-10-20 12:28:23 | 0 | Unit | 8500000 | 0000 | IDR | General | 0 | 0 | Material | N | N | N | ""
11846 | 611192-0000 | Mesin Diesel 28-30 Hp |  | 2021-09-19 10:05:16 | 0 | Unit | 9729729.73 | 0000 | IDR | General | 0 | 14500 | Material | N | N | N | ""
11784 | 611182-0000 | Mesin Diesel 7-8 HP |  | 2021-06-10 13:12:04 | 0 | Set | 2999000 | 0000 | IDR | General | 0 | 0 | Material | N | N | N | ""
11957 | 611241-0000 | Mesin Genset 5000 Watt |  | 2021-10-24 19:57:48 | 0 | Unit | 8181818.18 | 0000 | IDR | General | 0 | 0 | Material | N | N | N | ""
11241 | 211192-0000 | Mesin Genset 6000 Watt |  | 2019-01-18 15:55:47 | 0 | Unit | 8500000 | 0000 | IDR | General | 0 | 0 | Material | N | N | N | ""
12092 | 611299-0000 | Mesin Genset 6500 Watt |  | 2022-04-25 15:40:19 | 0 | Unit | 9545454 | 0000 | IDR | General | 0 | 0 | Material | N | N | N | ""
11361 | 611135-0000 | Mesin Las Merek Lakoni 900 watt |  | 2019-04-18 10:45:25 | 0 | Pcs | 727905.41 | 0000 | IDR | General | 0 | 0 | Material | N | N | N | ""
10414 | 611099-0000 | Mesin Molen Beton Kapasitas 50 kg |  | 2016-11-22 09:55:48 | 0 | Unit | 9360000 | 0000 | IDR | General | 0 | 0 | Material | N | N | N | ""
12018 | 611277-0000 | Mesin Pompa Air 4 Inch |  | 2022-01-09 12:19:40 | 0 | Unit | 1380000 | 0000 | IDR | General | 0 | 0 | Material | N | N | N | ""
11847 | 611193-0000 | Mesin Pompa Air 6 Inch |  | 2021-09-19 10:08:10 | 0 | Unit | 300000 | 0000 | IDR | General | 0 | 14500 | Material | N | N | N | ""
10198 | 111366-0000 | Mesin pompa kodok (pompa cor) |  | 2016-05-26 15:08:07 | 0 | Ls | 4800000 | 0000 | IDR | General | 0 | 0 | Material | N | N | N | ""
11952 | 611236-0000 | Mesin Potong Rumput |  | 2021-10-20 20:11:37 | 0 | Unit | 2152000 | 0000 | IDR | General | 0 | 0 | Material | N | N | N | ""
11976 | 611248-0000 | Mesin Semprot Air |  | 2021-11-23 09:58:02 | 0 | Pcs | 0 | 0000 |  | General | 0 | 0 | Material | N | N | N | ""
11845 | 211346-0000 | Mesin Tempel Perahu 4 HP |  | 2021-09-15 11:11:35 | 0 | Unit | 12000000 | 0000 | IDR | General | 0 | 0 | Material | N | N | N | ""
11806 | 611186-0000 | Mesin Uji Tekan |  | 2021-06-18 21:30:02 | 0 | Unit | 39500000 | 0000 | IDR | General | 0 | 0 | Material | N | N | N | ""
9457 | 211061-0000 | Mesiu Serbuk 90 gr |  | 2014-09-02 13:25:20 | 0 | Pcs | 72000 | 0000 | IDR | General | 80000 | 11694 | Material | N | N | N | ""
9105 | 111280-0000 | metal work gates |  | 2014-03-14 16:26:16 | 0 | Ls | 0 | 0000 | IDR | General | 0 | 11633 | Material | N | N | N | ""
8165 | 424013-0000 | MH-HH2 Pembuatan dan instalasi Handhole HH2, material dan jasa |  | 2013-07-10 13:50:49 | 0 | Set | 1691007.5 | 0000 | IDR | General | 1041667 | 9982 | Material | N | N | N | ""
11608 | 211295-0000 | Microphone |  | 2020-04-07 18:20:39 | 0 | Pcs | 765000 | 0000 | IDR | General | 0 | 0 | Material | N | N | N | ""
12435 | 660001-0000 | Microwave Oven |  | 2024-08-27 17:03:01 | 0 | Pcs | 2167450 | 0000 | IDR | General | 0 | 0 | Material | N | N | N | ""
10406 | 313255-0000 | Midspan Joint for Conductor 240 / 40 mm2 |  | 2016-11-15 10:27:53 | 0 | Set | 380700 | 0000 | IDR | General | 0 | 0 | Material | N | N | N | ""
12319 | 211461-0000 | Midspan Joint For Conductor ACSR 250 mm2 |  | 2024-04-26 23:31:12 | 0 | Set | 344633 | 0000 | IDR | General | 0 | 0 | Material | N | N | N | ""
12540 | 323230-0000 | Miscellaneous Item For Wiring Internal Panel Telecommunication |  | 2024-12-02 17:09:53 | 0 | SS | 6000000 | 0000 | IDR | General | 0 | 0 | Material | N | N | N | ""
12541 | 313698-0000 | Miscellaneous Item For Wiring Internal Panel Telecommunication |  | 2024-12-02 17:11:19 | 0 | Set | 0 | 0000 |  | General | 0 | 0 | Material | N | N | N | ""
9714 | 611039-0000 | Miscellaneus |  | 2015-02-02 19:04:12 | 0 | Ls | 1200000 | 0000 | IDR | General | 0 | 12502 | Material | Y | Y | N | PIC tidak paham mengenai pengkdoean product id
11348 | 710001-MITS | Mitshubishi Strada CR 2.8 AM DC GLX (4x4) M/T |  | 2019-04-05 17:16:04 | 0 | Unit | 170000000 | MITS | IDR | MITSUBISHI | 0 | 0 | Material | N | N | N | ""
11245 | 610001-MITS | Mitsubishi Fuso FN 517ML2 Incl Ferrari Articulated Crane F238 A3 NON CE |  | 2019-02-04 16:03:04 | 0 | Unit | 437457500 | MITS | IDR | MITSUBISHI | 0 | 0 | Material | N | N | N | ""
12217 | 710010-0000 | Mobil Mitsubishi Triton 4WD |  | 2023-03-23 09:47:57 | 0 | Unit | 0 | 0000 |  | General | 0 | 0 | Material | N | N | N | ""
8346 | 720003-0000 | Mobilisasi - demobilisasi |  | 2013-08-02 14:55:56 | 0 | Ls | 16000000 | 0000 | IDR | General | 55000000 | 10101 | Material | N | N | N | ""
9460 | 720022-0000 | Mobilisasi - demobilisasi (IBC Project) |  | 2014-09-03 09:40:37 | 200000 | Ls | 200000 | 0000 | IDR | General | 200000 | 11694 | Material | Y | N | N | ""
10158 | 129137-0000 | Mobilisasi-Demobilisasi |  | 2016-02-22 13:55:04 | 0 | Ls | 1800000 | 0000 | IDR | General | 0 | 0 | Material | N | N | N | ""
11609 | 211296-0000 | Modem Wifi |  | 2020-04-07 18:21:21 | 0 | Pcs | 805100 | 0000 | IDR | General | 0 | 0 | Material | N | N | N | ""
11133 | 620023-0000 | Modifikasi knalpot Genset Deutz 200 kVA |  | 2018-07-30 11:35:18 | 0 | Set | 0 | 0000 |  | General | 0 | 0 | Material | N | N | N | ""
10653 | 111417-0000 | modifikasi pole telko |  | 2017-06-21 15:29:58 | 0 | Kg | 3700000 | 0000 | IDR | General | 0 | 0 | Material | N | N | N | ""
7645 | 310039-0000 | Modul UPS |  |  | 0 | Pcs | 3380000 | Gener | IDR | "" | 0 | 0 | Material | N | N | N
7668 | 310062-TYCO | Module Rectifier NP1500 |  |  | 0 | Pcs | 0 | Tyco | "" | "" | 0 | 0 | Material | N | N | N
11293 | 211243-0000 | Mold cleaning tool |  | 2019-02-11 15:02:13 | 0 | Pcs | 7.33 | 0000 | USD | General | 0 | 14049 | Material | N | N | N | ""
11819 | 620036-0000 | Molen Listrik 200 Liter |  | 2021-08-05 14:15:39 | 0 | Unit | 4200000 | 0000 | IDR | General | 0 | 0 | Material | N | N | N | ""
10945 | 611112-0000 | Monitor panel |  | 2017-09-11 16:54:04 | 0 | Pcs | 1590000 | 0000 | IDR | General | 0 | 0 | Material | N | N | N | ""
12077 | 910011-0000 | Monitor PC/TV 22-24 inch |  | 2022-02-04 10:38:15 | 0 | Pcs | 2050000 | 0000 | IDR | General | 0 | 0 | Material | N | N | N | ""
12075 | 111626-0000 | Mortar |  | 2022-01-30 21:18:50 | 0 | M3 | 750000 | 0000 | IDR | General | 0 | 0 | Material | N | N | N | ""
12219 | 111644-0000 | Mortar (25 Kg) |  | 2023-03-25 14:27:40 | 0 | Zak | 0 | 0000 |  | General | 0 | 0 | Material | N | N | N | ""
12230 | 111651-0000 | Mortar (40 kg) |  | 2023-03-25 22:35:18 | 0 | Zak | 100000 | 0000 | IDR | General | 0 | 0 | Material | N | N | N | ""
12220 | 111645-0000 | Mortar (50 Kg) |  | 2023-03-25 14:29:34 | 0 | Zak | 100000 | 0000 | IDR | General | 0 | 0 | Material | N | N | N | ""
10711 | 129230-0000 | Mortar beton |  | 2017-08-03 18:19:32 | 0 | M2 | 318000 | 0000 | IDR | General | 0 | 0 | Material | N | N | N | ""
11100 | 810050-0000 | Motor Kawasaki KLX 150 |  | 2018-05-03 17:44:45 | 0 | Unit | 0 | 0000 |  | General | 0 | 0 | Material | N | N | N | ""
11101 | 810051-0000 | Motor Supra X 125 |  | 2018-05-03 17:47:37 | 0 | Unit | 0 | 0000 |  | General | 0 | 0 | Material | N | N | N | ""
8381 | 820012-0000 | Motorcycle Rent |  | 2013-08-20 11:28:15 | 0 | Mth | 800000 | 0000 | IDR | General | 1000000 | 10301 | Material | N | N | N | ""
12121 | 611304-0000 | Mould Fee |  | 2022-07-13 11:09:56 | 0 | Pcs | 0 | 0000 |  | General | 0 | 0 | Material | N | N | N | ""
12123 | 221056-0000 | Mould Fee |  | 2022-07-13 11:16:08 | 0 | Ls | 616 | 0000 | USD | General | 0 | 0 | Material | N | N | N | ""
9464 | 413090-0000 | Mounting Bracket for Antenna |  | 2018-07-26 13:26:12 | 0 | Pcs | 1500000 | 0000 | IDR | General | 75000 | 14478 | Material | N | N | N | ""
10658 | 111422-0000 | Mounting Bracket for Splitter |  | 2017-07-05 16:19:46 | 0 | Pcs | 0 | 0000 |  | General | 0 | 0 | Material | N | N | N | ""
9480 | 211064-0000 | Mounting Bracket Tray W150 |  | 2015-09-07 11:33:19 | 0 | Pcs | 40000 | 0000 | IDR | General | 12000 | 14036 | Material | N | N | N | ""
9481 | 211065-0000 | Mounting Bracket Tray W300 |  | 2014-10-01 15:30:26 | 0 | Pcs | 0 | 0000 | IDR | General | 0 | 11973 | Material | N | N | N | ""
10447 | 810031-0000 | Mouse |  | 2016-12-13 11:34:32 | 0 | Pcs | 55000 | 0000 | IDR | General | 0 | 0 | Material | N | N | N | ""
9595 | 720029-0000 | Moving Excavator |  | 2015-01-16 09:30:28 | 0 | Rit | 1500000 | 0000 | IDR | General | 0 | 12510 | Material | N | N | N | ""
8249 | 423016-0000 | MSAN Migration Service (Solution Planning, Design, Monitoring, Gurantee, Analysis Report) |  | 2013-07-26 13:20:45 | 0 | Set | 0 | 0000 | IDR | General | 0 | 9991 | Material | N | N | N | ""
8259 | 424024-0000 | MSAN Migration Service (Solution Planning, Design, Monitoring, Gurantee, Analysis Report) |  | 2013-07-28 10:35:58 | 0 | Core | 0 | 0000 | IDR | General | 0 | 9991 | Material | N | N | N | ""
10035 | 410074-PACI | Multiband Matrix Combiner 4 in 4out, 800-2700MHz (Din Connector) |  | 2015-10-28 10:27:39 | 0 | Pcs | 5900898.57 | PACI | IDR | PACIFIC WAVE | 0 | 0 | Material | N | N | N | ""
9139 | 410001-Whub | Multiband Matrix Combiner 4in 4out, 800-2700 MHz |  | 2014-04-18 06:47:07 | 0 | Pcs | 3000000 | Whub | IDR | Winhub | 415 | 11313 | Material | N | N | N | ""
10700 | 111450-0000 | Multiflex 12 mm |  | 2017-08-02 10:37:33 | 0 | Pcs | 140000 | 0000 | IDR | General | 0 | 0 | Material | N | N | N | ""
8126 | 111006-0000 | Multiflex 6 mm |  |  | 0 | pcs | 48000 | 0000 | IDR |  | 0 | 0 |  | N | N | N
8214 | 111012-0000 | Multiflex 9 mm |  | 2013-07-18 11:37:00 | 0 | Pcs | 96800 | 0000 | IDR | General | 97500 | 9982 | Material | N | N | N | ""
11065 | 313409-0000 | Multiplexer - include SDH Multiplexer ( spare margin 6 dB ), PDH Multiplexer, Interface Multiplexer, MDF (Main Distribution Frame),Panel 220 x 65 x 60 cm |  | 2018-03-16 15:46:39 | 0 | lot | 40000000 | 0000 | IDR | General | 0 | 0 | Material | N | N | N | ""
12427 | 413213-0000 | Multiplexer SDH Include PDH |  | 2024-07-31 07:38:41 | 0 | Set | 405730000 | 0000 | IDR | General | 0 | 0 | Material | N | N | N | ""
9992 | 413152-0000 | Mur As drat (hanger rod) M12 x 300 mm |  | 2015-09-23 09:39:15 | 0 | Pcs | 3450 | 0000 | IDR | General | 3500 | 14425 | Material | N | N | N | ""
11487 | 111536-0000 | mur baut M20x85 |  | 2019-09-03 12:57:51 | 0 | Pcs | 15100 | 0000 | IDR | General | 0 | 0 | Material | N | N | N | ""
11503 | 111544-0000 | mur baut M24 x 60 |  | 2019-09-09 17:22:13 | 0 | Pcs | 0 | 0000 |  | General | 0 | 0 | Material | N | N | N | ""
11504 | 111545-0000 | mur baut M24 x 60 |  | 2019-09-09 17:22:57 | 0 | Pcs | 21735 | 0000 | IDR | General | 0 | 0 | Material | N | N | N | ""
11502 | 111543-0000 | mur baut M24 x 65 |  | 2019-09-09 17:19:07 | 0 | Pcs | 21940 | 0000 | IDR | General | 0 | 0 | Material | N | N | N | ""
11501 | 111542-0000 | mur baut M24 x 80 |  | 2019-09-09 17:18:06 | 0 | Pcs | 8069 | 0000 | IDR | General | 0 | 0 | Material | N | N | N | ""
11500 | 111541-0000 | mur baut M24 x 90 |  | 2019-09-09 17:16:56 | 0 | Pcs | 22190 | 0000 | IDR | General | 0 | 0 | Material | N | N | N | ""
11488 | 111537-0000 | mur baut M24x100 |  | 2019-09-03 12:59:06 | 0 | Pcs | 23178 | 0000 | IDR | General | 0 | 0 | Material | N | N | N | ""
9197 | 211042-0000 | Mur-Baut for jointing tray |  | 2015-04-30 16:42:40 | 0 | Set | 1000 | 0000 | IDR | General | 1000 | 12893 | Material | N | N | N | ""
12050 | 313550-0000 | MV Switchgear Panel |  | 2022-01-27 15:39:23 | 0 | Set | 575000000 | 0000 | IDR | General | 0 | 0 | Material | N | N | N | ""
12635 | 313737-0000 | Name Plate Bay Line |  | 2025-05-10 10:15:44 | 0 | Pcs | 130074.39 | 0000 | IDR | General | 0 | 0 | Material | N | N | N | ""
12634 | 313736-0000 | Name Plate Fase |  | 2025-05-10 10:11:19 | 0 | Pcs | 216790.65 | 0000 | IDR | General | 0 | 0 | Material | N | N | N | ""
10449 | 810033-0000 | NAS TS-431 |  | 2016-12-13 11:35:26 | 0 | Pcs | 5300000 | 0000 | IDR | General | 0 | 0 | Material | N | N | N | ""
10149 | 313225-0000 | NCT Ring Type. Ratio 150-300/1 A,Â Class PX, Vk>300V, lexe 30mA Vk/2 |  | 2016-02-16 17:29:25 | 0 | Unit | 16338000 | 0000 | IDR | General | 0 | 13658 | Material | N | N | N | ""
12543 | 611340-0000 | Nepel Tremy Dia 6 Inch Draad 3 Gg |  | 2024-12-04 11:08:52 | 0 | Pcs | 750000 | 0000 | IDR | General | 0 | 0 | Material | N | N | N | ""
11584 | 611165-0000 | Network Switch |  | 2020-03-02 11:37:13 | 0 | Pcs | 9803700 | 0000 | IDR | General | 0 | 0 | Material | N | N | N | ""
12656 | 313753-0000 | Neutral Current Transfomer (NCT) 150 kV for Unbalance Relay, (0.1kA.1s), 31 mm/kV, ratio 1/1A |  | 2025-06-21 07:47:37 | 0 | Set | 86250000 | 0000 | IDR | General | 0 | 0 | Material | N | N | N | ""
9681 | 111315-0000 | Neutral Grounding Resistor |  | 2015-02-02 18:22:30 | 0 | Unit | 1500000 | 0000 | IDR | General | 0 | 12502 | Material | N | N | N | ""
10219 | 611051-0000 | News Paper |  | 2016-06-24 09:08:23 | 0 | Mth | 0 | 0000 |  | General | 0 | 0 | Material | N | N | N | ""
9696 | 111327-0000 | NGR |  | 2015-02-02 18:41:42 | 0 | Unit | 6558559 | 0000 | IDR | General | 0 | 12502 | Material | N | N | N | ""
12852 | 313847-0000 | NGR 20/V3 kV, 1000 A, 10 sec, 12 ohm, include 24 kV CT 1000-2000/1, Cl 5P20, 20 VA and 24 kV CT 1000-2000/1, Cl PX |  | 2025-12-26 17:41:20 | 0 | Unit | 285000000 | 0000 | IDR | General | 0 | 0 | Material | N | N | N | ""
10150 | 313226-0000 | NGR 70/V3 kV, 205A,30 sec. 200 ohm, include 24 kV CT 1000-2000/1, Cl 5P20, 20VA and 24 kV CT1000-2000/1, Cl X |  | 2016-02-17 13:42:56 | 0 | Unit | 395766000 | 0000 | IDR | General | 0 | 13658 | Material | N | N | N | ""
12119 | 111639-0000 | Nok Atap Corrugated Zinc Allumunium L 300 mm T 0.70 mm |  | 2022-06-30 20:51:59 | 0 | Ml | 43797.5 | 0000 | IDR | General | 0 | 0 | Material | N | N | N | ""
12118 | 111638-0000 | Nok Atap Corrugated Zinc Allumunium L 300 mm T 0.75 mm |  | 2022-06-30 20:49:56 | 0 | Ml | 19819.82 | 0000 | IDR | General | 0 | 0 | Material | N | N | N | ""
12139 | 111643-0000 | Nok Atap Corrugated ZincCoated Steel L 300 mm T 0.75 mm |  | 2022-08-11 15:45:45 | 0 | Ml | 89250 | 0000 | IDR | General | 0 | 0 | Material | N | N | N | ""
7712 | 210043-0000 | NP Shelf Module |  |  | 0 | Pcs | 0 | Gener | "" | "" | 0 | 0 | Material | N | N | N
10888 | 129295-0000 | Number and phase plate |  | 2017-08-04 16:18:02 | 0 | Pcs | 1150000 | 0000 | IDR | General | 0 | 0 | Material | N | N | N | ""
8590 | 111232-0000 | Number Plate & Phase Plate with fixing facilities (2 sets per tower/steelpole) |  | 2013-10-04 08:07:02 | 0 | Twr | 625000 | 0000 | IDR | General | 0 | 11132 | Material | N | N | N | ""
12110 | 211422-0000 | Number Plate & Phase Plate with fixing facilities (2 sets per tower/steelpole) Ukr 200 mm x 300 mm |  | 2022-06-28 12:08:16 | 0 | Twr | 320500 | 0000 | IDR | General | 0 | 0 | Material | N | N | N | ""
11088 | 313414-0000 | Number Plate with fixing facilities |  | 2018-04-05 17:46:53 | 0 | Pcs | 312500 | 0000 | IDR | General | 0 | 0 | Material | N | N | N | ""
12114 | 211424-0000 | Number Plate with fixing facilities Ukr 200 mm x 300 mm |  | 2022-06-28 13:43:23 | 0 | Pcs | 150000 | 0000 | IDR | General | 0 | 0 | Material | N | N | N | ""
11901 | 211378-0000 | Nut Coupling 1-8 |  | 2021-09-23 21:15:07 | 0 | Pcs | 4.77 | 0000 | USD | General | 0 | 0 | Material | N | N | N | ""
11879 | 211357-0000 | Nut M24x3 Hex MTRC galv |  | 2021-09-23 19:36:28 | 0 | Pcs | 7791 | 0000 | IDR | General | 0 | 0 | Material | N | N | N | ""
12793 | 611349-0000 | NVR 16 Channel |  | 2025-11-25 17:15:55 | 0 | Unit | 0 | 0000 |  | General | 0 | 0 | Material | N | N | N | ""
12794 | 611350-0000 | NVR 32 Channel |  | 2025-11-25 17:16:38 | 0 | Unit | 0 | 0000 |  | General | 0 | 0 | Material | N | N | N | ""
12792 | 611348-0000 | NVR 8 Channel |  | 2025-11-25 17:14:47 | 0 | Unit | 2550000 | 0000 | IDR | General | 0 | 0 | Material | N | N | N | ""
12646 | 313746-0000 | NYCY 10 Core x 2.5/4mm2 1kV |  | 2025-05-26 12:49:40 | 0 | Mtr | 0 | 0000 |  | General | 0 | 0 | Material | N | N | N | ""
12451 | 313664-0000 | NYCY 12 Core x 2.5/4mm2 1kV |  | 2024-08-30 14:05:32 | 0 | Mtr | 102080 | 0000 | IDR | General | 0 | 0 | Material | N | N | N | ""
12446 | 313659-0000 | NYCY 19 Core x 2.5/6mm2 1kV |  | 2024-08-29 20:24:10 | 0 | Mtr | 143500 | 0000 | IDR | General | 0 | 0 | Material | N | N | N | ""
12450 | 313663-0000 | NYCY 19 Core x 4/6mm2 1kV |  | 2024-08-29 20:39:38 | 0 | Mtr | 0 | 0000 |  | General | 0 | 0 | Material | N | N | N | ""
12644 | 313744-0000 | NYCY 2 Core x 10/10mm2 1kV |  | 2025-05-26 12:35:55 | 0 | Mtr | 0 | 0000 |  | General | 0 | 0 | Material | N | N | N | ""
12645 | 313745-0000 | NYCY 2 Core x 16/16mm2 1kV |  | 2025-05-26 12:37:53 | 0 | Mtr | 112010 | 0000 | IDR | General | 0 | 0 | Material | N | N | N | ""
12643 | 313743-0000 | NYCY 2 Core x 2.5/2.5mm2 1kV |  | 2025-05-26 12:33:47 | 0 | Mtr | 30200 | 0000 | IDR | General | 0 | 0 | Material | N | N | N | ""
12402 | 313641-0000 | NYCY 2 Core x 4/4mm2 1kV |  | 2024-05-29 15:23:10 | 0 | Mtr | 33950 | 0000 | IDR | General | 0 | 0 | Material | N | N | N | ""
12449 | 313662-0000 | NYCY 2 Core x 4/4mm2 1kV |  | 2024-08-29 20:28:18 | 0 | Mtr | 0 | 0000 |  | General | 0 | 0 | Material | N | N | N | ""
12448 | 313661-0000 | NYCY 2 Core x 6/6mm2 1kV |  | 2024-08-29 20:27:12 | 0 | Mtr | 43910 | 0000 | IDR | General | 0 | 0 | Material | N | N | N | ""
12400 | 313639-0000 | NYCY 21 Core x 2.5/10mm2 1kV |  | 2024-05-29 15:21:23 | 0 | Mtr | 0 | 0000 |  | General | 0 | 0 | Material | N | N | N | ""
12445 | 313658-0000 | NYCY 27 Core x 2.5/10mm2 1kV |  | 2024-08-29 20:20:55 | 0 | Mtr | 157460 | 0000 | IDR | General | 0 | 0 | Material | N | N | N | ""
12398 | 313637-0000 | NYCY 4 Core x 10/10mm2 1kV |  | 2024-05-29 15:19:59 | 0 | Mtr | 0 | 0000 |  | General | 0 | 0 | Material | N | N | N | ""
12399 | 313638-0000 | NYCY 4 Core x 4/4mm2 1kV |  | 2024-05-29 15:20:42 | 0 | Mtr | 48260 | 0000 | IDR | General | 0 | 0 | Material | N | N | N | ""
12447 | 313660-0000 | NYCY 4 Core x 4/4mm2 1kV |  | 2024-08-29 20:25:52 | 0 | Mtr | 0 | 0000 |  | General | 0 | 0 | Material | N | N | N | ""
10618 | 313283-0000 | NYCY 4x2.5 mm |  | 2017-05-24 16:36:31 | 0 | Mtr | 46640 | 0000 | IDR | General | 29000 | 13323 | Material | N | N | N | ""
12401 | 313640-0000 | NYCY 7 Core x 2.5/2.5mm2 1kV |  | 2024-05-29 15:22:02 | 0 | Mtr | 61590 | 0000 | IDR | General | 0 | 0 | Material | N | N | N | ""
12464 | 313666-0000 | NYFGBY (Cu/PVC/SFA/PVC) 2 x 4 mm2 - Str - 0.6/1 kV |  | 2024-10-14 19:28:06 | 0 | Mtr | 0 | 0000 |  | General | 0 | 0 | Material | N | N | N | ""
12507 | 313689-0000 | NYFGBY (Cu/PVC/SFA/PVC) 2 x 6 mm2 - Str - 0.6/1 kV |  | 2024-11-28 17:02:47 | 0 | Mtr | 49210 | 0000 | IDR | General | 0 | 0 | Material | N | N | N | ""
12465 | 313667-0000 | NYFGBY (Cu/PVC/SFA/PVC) 4 x 4 mm2 - Str - 0.6/1 kV |  | 2024-10-14 19:29:08 | 0 | Mtr | 0 | 0000 |  | General | 0 | 0 | Material | N | N | N | ""
12506 | 313688-0000 | NYFGBY (Cu/PVC/SFA/PVC) 4 x 6 mm2 - Str - 0.6/1 kV |  | 2024-11-28 17:01:01 | 0 | Mtr | 82780 | 0000 | IDR | General | 0 | 0 | Material | N | N | N | ""
12648 | 313748-0000 | NYFGBY 2x50 mm2 1kV |  | 2025-05-26 12:53:49 | 0 | Mtr | 0 | 0000 |  | General | 0 | 0 | Material | N | N | N | ""
10064 | 313203-0000 | NYSY 10X2.5 mm2 1 kV IEC60502 |  | 2015-11-24 16:28:07 | 0 | Mtr | 48818 | 0000 | IDR | General | 0 | 0 | Material | N | N | N | ""
10068 | 313207-0000 | NYSY 2X6 mm2 1 kV IEC60502 |  | 2015-11-24 16:32:57 | 0 | Mtr | 28500 | 0000 | IDR | General | 0 | 0 | Material | N | N | N | ""
10066 | 313205-0000 | NYSY 4X2.5 mm2 1 kV IEC60502 |  | 2017-05-29 08:23:27 | 0 | Mtr | 29000 | 0000 | IDR | General | 29000 | 13323 | Material | N | N | N | ""
10067 | 313206-0000 | NYSY 4X4 mm2 1 kV IEC60502 |  | 2015-11-24 16:31:56 | 0 | Mtr | 33900 | 0000 | IDR | General | 0 | 0 | Material | N | N | N | ""
10069 | 313208-0000 | NYSY 4X6 mm2 1 kV IEC60502 |  | 2015-11-24 16:34:25 | 0 | Mtr | 44900 | 0000 | IDR | General | 0 | 0 | Material | N | N | N | ""
10065 | 313204-0000 | NYSY 6X2.5 mm2 1 kV IEC60502 |  | 2015-11-24 16:30:00 | 0 | Mtr | 36100 | 0000 | IDR | General | 0 | 0 | Material | N | N | N | ""
10670 | 313288-0000 | NYY 1x185 mm2 |  | 2017-07-18 12:25:11 | 0 | Mtr | 0 | 0000 |  | General | 0 | 0 | Material | N | N | N | ""
10072 | 313211-0000 | NYY 1X25 mm2 1 kV SNIIEC60502-1 |  | 2015-11-24 16:36:52 | 0 | Mtr | 0 | 0000 |  | General | 0 | 0 | Material | N | N | N | ""
10671 | 313289-0000 | NYY 1x300 mm2 |  | 2017-07-18 12:25:56 | 0 | Mtr | 0 | 0000 |  | General | 0 | 0 | Material | N | N | N | ""
10070 | 313209-0000 | NYY 1X70 mm2 1 kV SNIIEC60502-1 |  | 2015-11-24 16:35:14 | 0 | Mtr | 67000 | 0000 | IDR | General | 0 | 0 | Material | N | N | N | ""
10071 | 313210-0000 | NYY 2X1.5 mm2 1 kV SNIIEC60502-1 |  | 2015-11-24 16:36:04 | 0 | Mtr | 15000 | 0000 | IDR | General | 0 | 0 | Material | N | N | N | ""
10673 | 313290-0000 | NYY 2x2,5 MM |  | 2017-07-24 14:48:33 | 0 | Mtr | 17500 | 0000 | IDR | General | 0 | 0 | Material | N | N | N | ""
12508 | 720073-0000 | Ocean Freight Surcharge Jakarta - Kumai Container 20 Ft |  | 2024-11-29 18:33:13 | 0 | Pcs | 7300000 | 0000 | IDR | General | 0 | 0 | Material | N | N | N | ""
12605 | 720096-0000 | Ocean Freight Surcharge Jakarta - Kumai Container 40 Ft |  | 2025-02-28 07:33:05 | 0 | Pcs | 14600000 | 0000 | IDR | General | 0 | 0 | Material | N | N | N | ""
9355 | 413072-0000 | ODC Pole 24 Core |  | 2015-01-29 15:36:57 | 0 | Unit | 0 | 0000 | IDR | General | 0 | 11955 | Material | N | N | N | ""
9609 | 413123-0000 | ODC Pole 48 Core |  | 2015-01-29 15:38:43 | 0 | Pcs | 3800000 | 0000 | IDR | General | 3800000 | 12510 | Material | N | N | N | ""
10093 | 413157-0000 | ODP CA 16 Core |  | 2016-06-15 16:17:28 | 0 | Pcs | 180000 | 0000 | IDR | General | 994032 | 13291 | Material | N | N | N | ""
9527 | 413111-0000 | ODP CA 8 Core |  | 2016-06-16 15:35:15 | 0 | Pcs | 849600 | 0000 | IDR | General | 700000 | 13322 | Material | N | N | N | ""
9591 | 413120-0000 | ODP PB 8 Core |  | 2014-12-15 14:21:10 | 0 | Pcs | 900000 | 0000 | IDR | General | 900000 | 12306 | Material | N | N | N | ""
9874 | 413139-0000 | ODP type Indoor/wall Kap 8 core (ODP-A-8) |  | 2016-06-16 15:39:40 | 0 | Pcs | 811940 | 0000 | IDR | General | 700000 | 13322 | Material | N | N | N | ""
10125 | 413163-0000 | ODP-A-16, ODP type Indoor/wall Kap 16 core |  | 2016-06-24 09:25:44 | 0 | Pcs | 0 | 0000 |  | General | 800000 | 13348 | Material | N | N | N | ""
9553 | 611038-0000 | Office Supplies |  | 2014-11-25 09:52:42 | 0 | Ls | 175000 | 0000 | IDR | General | 0 | 12206 | Material | N | N | N | ""
11937 | 611225-0000 | OHGW Bracket ERS Tower |  | 2021-10-15 18:35:31 | 0 | Pcs | 64512 | 0000 | IDR | General | 0 | 0 | Material | N | N | N | ""
12224 | 111649-0000 | Oil Form |  | 2023-03-25 16:20:45 | 0 | Ltr | 100000 | 0000 | IDR | General | 0 | 0 | Material | N | N | N | ""
9689 | 111323-0000 | Oil Pit |  | 2015-02-02 18:31:26 | 0 | Unit | 5600000 | 0000 | IDR | General | 0 | 12502 | Material | N | N | N | ""
8503 | 710002-0000 | Oli 10 (Oli Hydraulic Excavator) |  | 2013-09-25 14:59:06 | 0 | Ltr | 34000 | 0000 | IDR | General | 0 | 11319 | Material | N | N | N | ""
8502 | 710001-0000 | Oli 40 (Oli Mesin Excavator) |  | 2013-09-25 14:56:58 | 0 | Ltr | 26000 | 0000 | IDR | General | 0 | 11319 | Material | N | N | N | ""
10484 | 610012-DNFG | One Draw Two Moving Board |  | 2016-12-21 21:46:12 | 0 | Pcs | 3570000 | DNFG | IDR | Dong Fang | 0 | 0 | Material | N | N | N | ""
10575 | 313273-0000 | One earthwire conductor AS 70 mm2 |  | 2017-03-27 17:42:52 | 0 | Km | 16141 | 0000 | IDR | General | 0 | 0 | Material | N | N | N | ""
11093 | 313419-0000 | One earthwire conductor AS 70 mm2 |  | 2018-04-05 17:57:30 | 0 | Mtr | 16000 | 0000 | IDR | General | 0 | 0 | Material | N | N | N | ""
8542 | 313018-0000 | One Earthwire Conductor GSW 55 mm2 |  | 2013-10-03 16:54:59 | 0 | Mtr | 21500 | 0000 | IDR | General | 0 | 11132 | Material | N | N | N | ""
9191 | 313053-0000 | One Earthwire Conductor GSW AS 55 mm2 |  | 2014-04-23 15:30:57 | 0 | Mtr | 18718 | 0000 | IDR | General | 15000 | 11313 | Material | N | N | N | ""
8543 | 313019-0000 | One earthwire conductor OPGW 60 mm2 48 cores |  | 2013-10-03 16:59:27 | 0 | Mtr | 32500 | 0000 | IDR | General | 47600 | 11132 | Material | N | N | N | ""
10576 | 313274-0000 | One earthwire conductor OPGW 70 mm2 24 cores, complete with joint boxes, fixing device, fixing clamps and necessary accessories |  | 2017-03-27 18:41:31 | 0 | Km | 52265 | 0000 | IDR | General | 0 | 0 | Material | N | N | N | ""
11092 | 313418-0000 | One earthwire conductor OPGW 70 mm2 24 cores, complete with joint boxes, fixing device, fixing clamps and necessary accessories |  | 2018-04-05 17:56:19 | 0 | Mtr | 35500 | 0000 | IDR | General | 0 | 0 | Material | N | N | N | ""
9611 | 413125-0000 | One-Piece Cable Entry Boots for feeder 7/8 |  | 2015-01-30 13:41:13 | 0 | Pcs | 0 | 0000 | IDR | General | 0 | 12510 | Material | N | N | N | ""
11074 | 111479-0000 | open drainage stone masonry 40x70cm |  | 2018-03-22 11:37:38 | 0 | Mtr | 0 | 0000 |  | General | 0 | 0 | Material | N | N | N | ""
7706 | 210037-0000 | Open Rack 19 inch (Indoor) |  | 2015-08-24 13:21:56 | 0 | Set | 2000000 | Gener | IDR | "" | 800000 | 13483 | Material | N | N | N
12713 | 820143-0000 | Operator Service for Passenger Hoist |  | 2025-09-09 16:36:02 | 0 | Mth | 0 | 0000 |  | General | 0 | 0 | Material | N | N | N | ""
12316 | 313599-0000 | OPGW 75 mm2 48 Core |  | 2024-04-26 22:43:19 | 0 | Mtr | 37500 | 0000 | IDR | General | 0 | 0 | Material | N | N | N | ""
11873 | 211351-0000 | OPGW Bracket ERS Tower |  | 2021-09-23 19:10:59 | 0 | Pcs | 0 | 0000 |  | General | 0 | 0 | Material | N | N | N | ""
12720 | 413218-0000 | Optical Communication Interface Module C37.94 (Include SFP Multi Mode) |  | 2025-09-29 16:27:24 | 0 | Set | 72000000 | 0000 | IDR | General | 0 | 0 | Material | N | N | N | ""
9394 | 413078-0000 | Optical Distibution Cabinet (ODC) 144 core |  | 2014-08-11 10:49:24 | 0 | Set | 7500000 | 0000 | IDR | General | 9900000 | 11711 | Material | N | N | N | ""
7440 | 410086-0000 | Optical Distibution Cabinet (ODC) 24 core |  |  | 0 | Set | 0 | Gener |  |  | 0 | 0 |  | N | N | N
9395 | 413079-0000 | Optical Distibution Cabinet (ODC) 288 core |  | 2014-08-11 10:51:02 | 0 | Set | 17910000 | 0000 | IDR | General | 17850000 | 11711 | Material | N | N | N | ""
7439 | 410085-0000 | Optical Distibution Cabinet (ODC) 48 core |  |  | 0 | Set | 3800000 | Gener | IDR |  | 3800000 | 0 |  | N | N | N
7441 | 410087-0000 | Optical Distibution Cabinet (ODC) 48 core |  |  | 0 | Set | 0 | Gener |  |  | 0 | 0 |  | N | N | N
12364 | 313625-0000 | Optical Distribution Frame (ODF) |  | 2024-05-17 22:26:38 | 0 | Set | 2162530 | 0000 | IDR | General | 0 | 0 | Material | N | N | N | ""
9882 | 413141-0000 | Optical Distribution Frame Capacity 1/4 Core |  | 2015-06-15 12:25:58 | 1 | Set | 1 | 0000 | IDR | General | 0 | 0 | Material | N | N | N | ""
9881 | 413140-0000 | Optical Distribution Frame High Capacity 144 Core and Accessories |  | 2015-08-07 11:10:56 | 1 | Set | 9472720 | 0000 | IDR | General | 0 | 13483 | Material | N | N | N | ""
9876 | 410001-SNA0 | Optical Distribution Point 16 core (Pole) LC/APC (24) |  | 2015-09-29 08:54:23 | 0 | ea | 1250000 | SNA0 | IDR | SUNSEA | 1250000 | 14425 | Material | N | N | N | ""
9806 | 413130-0000 | Optical Distribution pole ( ODP ) kapasitas 24 Core |  | 2019-01-30 15:02:59 | 0 | Pcs | 1000000 | 0000 | IDR | General | 1250000 | 14144 | Material | N | N | N | ""
8160 | 411017-0000 | Optical fiber cable Joint kit Fitting Compression 40/33 |  | 2013-07-10 12:15:33 | 0 | Pcs | 35000 | 0000 | IDR | General | 35000 | 9982 | Material | N | N | N | ""
10912 | 211134-0000 | Optical Ground Wire (OPGW) 60 sq.mm |  | 2017-08-04 17:34:42 | 0 | Mtr | 46395 | 0000 | IDR | General | 0 | 0 | Material | N | N | N | ""
9939 | 413145-0000 | Optical Splitter 1 to 2 |  | 2015-06-22 10:03:31 | 0 | Pcs | 245000 | 0000 | IDR | General | 0 | 0 | Material | N | N | N | ""
9533 | 413113-0000 | Optical Splitter 1:4 |  | 2016-08-11 17:06:08 | 0 | Pcs | 278000 | 0000 | IDR | General | 278000 | 13121 | Material | N | N | N | ""
9534 | 413114-0000 | Optical Splitter 1:8 |  | 2016-08-11 17:03:23 | 0 | Pcs | 345000 | 0000 | IDR | General | 345000 | 13121 | Material | N | N | N | ""
9805 | 413129-0000 | Optical Splitter 2 to 8 |  | 2015-09-29 08:55:54 | 0 | Pcs | 665000 | 0000 | IDR | General | 665000 | 14425 | Material | N | N | N | ""
7442 | 410088-0000 | Optical Termination Box (OTB) 12 core |  | 2015-09-21 09:27:11 | 0 | Set | 750000 | Gener | IDR |  | 830000 | 14303 |  | N | N | N
9397 | 413080-0000 | Optical Termination Box (OTB) 144 core |  | 2014-08-11 11:18:14 | 0 | Set | 5200000 | 0000 | IDR | General | 8600000 | 11711 | Material | N | N | N | ""
7443 | 410089-0000 | Optical Termination Box (OTB) 24 core |  |  | 0 | Set | 2557200 | Gener | IDR |  | 1100000 | 0 |  | N | N | N
9398 | 413081-0000 | Optical Termination Box (OTB) 288 core |  | 2014-08-11 11:20:14 | 0 | Set | 0 | 0000 | IDR | General | 0 | 11711 | Material | N | N | N | ""
7444 | 410090-0000 | Optical Termination Box (OTB) 48 core |  |  | 0 | Set | 1000000 | Gener | IDR |  | 1775000 | 0 |  | N | N | N
7445 | 410091-0000 | Optical Termination Box (OTB) 96 core |  |  | 0 | Set | 0 | Gener |  |  | 0 | 0 |  | N | N | N
9153 | 611020-0000 | OTDR |  | 2014-04-22 14:08:30 | 0 | Pcs | 2500000 | 0000 | IDR | General | 35000000 | 0 | Material | N | N | N | ""
8791 | 820021-0000 | Other (Lain-lain) |  | 2013-12-12 12:09:56 | 0 | Ls | 5100000 | 0000 | IDR | General | 19531250 | 11916 | Material | N | N | N | ""
9610 | 413124-0000 | Outdoor directional panel antenna PW-OHG-65S-806/2700 |  | 2015-01-30 13:39:56 | 0 | Pcs | 275 | 0000 | USD | General | 275 | 12510 | Material | N | N | N | ""
10029 | 424125-0000 | Overtime |  | 2015-10-16 16:57:47 | 0 | Hr | 2000000 | 0000 | IDR | General | 0 | 0 | Material | N | N | N | ""
10772 | 620021-0000 | P3K |  | 2017-08-03 19:34:45 | 0 | Pcs | 123200 | 0000 | IDR | General | 0 | 0 | Material | N | N | N | ""
10958 | 413196-0000 | PABX |  | 2017-09-13 10:47:26 | 0 | Set | 30215000 | 0000 | IDR | General | 0 | 0 | Material | N | N | N | ""
12122 | 720055-0000 | Packaging Fee |  | 2022-07-13 11:13:43 | 0 | Ls | 326 | 0000 | USD | General | 0 | 0 | Material | N | N | N | ""
9953 | 413150-0000 | Pacthcord LC/APC - FC/PC ,3Mtr |  | 2015-07-29 14:36:21 | 0 | Pcs | 0 | 0000 |  | General | 0 | 0 | Material | N | N | N | ""
12237 | 611312-0000 | Pacul |  | 2023-04-05 16:37:10 | 0 | Pcs | 65000 | 0000 | IDR | General | 0 | 0 | Material | N | N | N | ""
7675 | 210006-MSTR | Padlock 175D |  |  | 0 | Pcs | 0 | MASTE | "" | "" | 0 | 0 | Material | N | N | N
7676 | 210007-MSTR | Padlock 2950D |  |  | 0 | Pcs | 0 | MASTE | "" | "" | 0 | 0 | Material | N | N | N
9118 | 210001-ABUS | Padlock 40mm |  | 2014-03-14 16:42:42 | 0 | Pcs | 70000 | ABUS | IDR | Abus | 75000 | 11633 | Material | N | N | N | ""
7677 | 210008-CISA | Padlock 50 |  |  | 0 | Pcs | 350000 | CISA | IDR | "" | 350000 | 0 | Material | N | N | N
10609 | 111409-0000 | Pagar BRC 1.9 m |  | 2017-05-02 12:14:28 | 0 | Mtr | 1100000 | 0000 | IDR | General | 0 | 0 | Material | N | N | N | ""
10993 | 111468-0000 | Pagar BRC 190x240 cm |  | 2017-09-27 16:17:05 | 0 | Lbr | 543243.24 | 0000 | IDR | General | 0 | 0 | Material | N | N | N | ""
10027 | 111352-0000 | Pagar BRC Height 1.7 Meter Width 2,4 meter |  | 2015-10-13 16:28:55 | 0 | Lbr | 0 | 0000 |  | General | 600000 | 13764 | Material | N | N | N | ""
10752 | 129247-0000 | Pagar BRC- Lantai kerja |  | 2017-08-03 19:11:11 | 0 | M3 | 0 | 0000 |  | General | 0 | 0 | Material | N | N | N | ""
10753 | 129248-0000 | Pagar BRC- Pondasi Beton (Beton K 225, Pembesian 150 kg/m3, bekisting) |  | 2017-08-03 19:12:03 | 0 | M3 | 156250 | 0000 | IDR | General | 0 | 0 | Material | N | N | N | ""
11072 | 111478-0000 | Pagar BRC tinggi 1,5 meter |  | 2018-03-21 10:06:33 | 0 | Mtr | 0 | 0000 |  | General | 0 | 0 | Material | N | N | N | ""
11472 | 111532-0000 | Pagar Keliling |  | 2019-09-02 17:18:49 | 0 | ML | 50000 | 0000 | IDR | General | 0 | 0 | Material | N | N | N | ""
10801 | 129281-0000 | Pagar Keliling- Brick Wall 1 / 5 |  | 2017-08-03 20:03:05 | 0 | M3 | 0 | 0000 |  | General | 0 | 0 | Material | N | N | N | ""
10806 | 129286-0000 | Pagar Keliling- Kawat Duri |  | 2017-08-03 20:08:41 | 0 | M2 | 3000 | 0000 | IDR | General | 0 | 0 | Material | N | N | N | ""
10805 | 129285-0000 | Pagar Keliling- Kawat Harmonika |  | 2017-08-03 20:07:38 | 0 | M2 | 150000 | 0000 | IDR | General | 0 | 0 | Material | N | N | N | ""
10792 | 129272-0000 | Pagar Keliling- Lantai kerja |  | 2017-08-03 19:54:53 | 0 | M3 | 946500 | 0000 | IDR | General | 0 | 0 | Material | N | N | N | ""
10807 | 323193-0000 | Pagar Keliling- Nuts & Bolt 10mm |  | 2017-08-03 20:09:47 | 0 | Pcs | 0 | 0000 |  | General | 0 | 0 | Material | N | N | N | ""
10809 | 129288-0000 | Pagar Keliling- Nuts & Bolt 12mm |  | 2017-08-03 20:12:58 | 0 | Pcs | 2820433.16 | 0000 | IDR | General | 0 | 0 | Material | N | N | N | ""
10808 | 129287-0000 | Pagar Keliling- Nuts & Bolt 10mm |  | 2017-08-03 20:12:07 | 0 | Pcs | 3313500.31 | 0000 | IDR | General | 0 | 0 | Material | N | N | N | ""
10799 | 129279-0000 | Pagar Keliling- Pondasi Beton 500x500x200 |  | 2017-08-03 20:01:07 | 0 | M3 | 0 | 0000 |  | General | 0 | 0 | Material | N | N | N | ""
10798 | 129278-0000 | Pagar Keliling- Pondasi Beton 600x600x200 |  | 2017-08-03 20:00:29 | 0 | M3 | 0 | 0000 |  | General | 0 | 0 | Material | N | N | N | ""
10800 | 129280-0000 | Pagar Keliling- Ring balok (Beton K 225, Pembesian 250 kg/m3, bekisting) |  | 2017-08-03 20:01:59 | 0 | M3 | 52324051.25 | 0000 | IDR | General | 0 | 0 | Material | N | N | N | ""
10804 | 129284-0000 | Pagar Keliling- Steel L50x50x5 |  | 2017-08-03 20:06:32 | 0 | Kg | 59953488.85 | 0000 | IDR | General | 0 | 0 | Material | N | N | N | ""
10803 | 129283-0000 | Pagar Keliling- Steel Post L60x60x6 |  | 2017-08-03 20:05:35 | 0 | Kg | 31296895.54 | 0000 | IDR | General | 0 | 0 | Material | N | N | N | ""
10802 | 129282-0000 | Pagar Keliling- Strip Plat 30x2mm |  | 2017-08-03 20:04:24 | 0 | Kg | 7490224.02 | 0000 | IDR | General | 0 | 0 | Material | N | N | N | ""
10611 | 111411-0000 | Pagar keliling switchyard |  | 2017-05-02 12:22:16 | 0 | Mtr | 1393000 | 0000 | IDR | General | 0 | 0 | Material | N | N | N | ""
10810 | 129289-0000 | Pagar Keliling- Urugan Pasir dipadatkan |  | 2017-08-03 20:13:40 | 0 | M3 | 15000 | 0000 | IDR | General | 0 | 0 | Material | N | N | N | ""
11812 | 111605-0000 | Pagar Kolom Precast 17x17x320 |  | 2021-07-08 13:22:35 | 0 | Pcs | 300000 | 0000 | IDR | General | 0 | 0 | Material | N | N | N | ""
11811 | 111604-0000 | Pagar Panel Precast 240x40x5 |  | 2021-07-08 13:19:32 | 0 | Pcs | 105000 | 0000 | IDR | General | 0 | 0 | Material | N | N | N | ""
12233 | 611309-0000 | Pahat Beton 10 Inch x 16 mm |  | 2023-04-03 18:57:09 | 0 | Pcs | 25000 | 0000 | IDR | General | 0 | 0 | Material | N | N | N | ""
10271 | 620011-0000 | Pajak Bumi dan Bangunan |  | 2016-07-29 10:50:02 | 0 | Ls | 0 | 0000 |  | General | 0 | 0 | Material | N | N | N | ""
12087 | 820111-0000 | Pajak Penghasilan Pasal 22 |  | 2022-02-14 13:52:49 | 0 | Ls | 0 | 0000 |  | General | 0 | 0 | Material | N | N | N | ""
11509 | 820107-0000 | Pajak STNK Sepeda Motor |  | 2019-09-17 17:17:34 | 0 | Unit | 0 | 0000 |  | General | 0 | 0 | Material | N | N | N | ""
10077 | 611045-0000 | Paku Beton |  | 2015-11-30 15:14:12 | 0 | Box | 60000 | 0000 | IDR | General | 0 | 0 | Material | N | N | N | ""
8128 | 111008-0000 | Paku Biasa 2 inchi - 5 inchi |  |  | 0 | Kg | 20000 | 0000 | IDR |  | 15000 | 0 |  | N | N | N
10079 | 313215-0000 | Paku Clamp |  | 2015-11-30 15:18:07 | 0 | Box | 48000 | 0000 | IDR | General | 0 | 0 | Material | N | N | N | ""
11835 | 111609-0000 | Pallet Plastik 110x80x15 |  | 2021-09-03 17:11:54 | 0 | Pcs | 135000 | 0000 | IDR | General | 0 | 0 | Material | N | N | N | ""
12084 | 611296-0000 | Palu Batu 3 LB |  | 2022-02-13 20:26:36 | 0 | Pcs | 61663.64 | 0000 | IDR | General | 0 | 0 | Material | N | N | N | ""
12083 | 611295-0000 | Palu Beton 3 LB |  | 2022-02-13 20:23:37 | 0 | Pcs | 0 | 0000 |  | General | 0 | 0 | Material | N | N | N | ""
11954 | 611238-0000 | Palu Godam 12 Lb |  | 2021-10-24 10:20:08 | 0 | Unit | 578378.38 | 0000 | IDR | General | 0 | 0 | Material | N | N | N | ""
11360 | 611134-0000 | Palu Godam 2 LB |  | 2019-04-18 10:43:41 | 0 | Pcs | 45000 | 0000 | IDR | General | 0 | 0 | Material | N | N | N | ""
11367 | 611138-0000 | Palu Godam 2 LB Merek Max Power |  | 2019-04-18 10:51:27 | 0 | Pcs | 80000 | 0000 | IDR | General | 0 | 0 | Material | N | N | N | ""
9283 | 111291-0000 | Palu Martil (5kg) |  | 2014-06-03 09:36:12 | 0 | ea | 75550 | 0000 | IDR | General | 0 | 11513 | Material | N | N | N | ""
9094 | 313051-0000 | Panel KWH ( Spec. HCPT ) |  | 2014-03-21 15:51:39 | 0 | Pcs | 2000000 | 0000 | IDR | General | 2000000 | 11633 | Material | N | N | N | ""
9458 | 313094-0000 | Panel KWH 3 phase (spec. Telkomsel) |  | 2014-09-02 13:26:32 | 0 | Pcs | 3300000 | 0000 | IDR | General | 3300000 | 11694 | Material | N | N | N | ""
12765 | 313793-0000 | Panel Accessories for Protection & Control Cubicle 150 kV |  | 2025-11-08 14:51:08 | 0 | lot | 840629302 | 0000 | IDR | General | 0 | 0 | Material | N | N | N | ""
9952 | 313184-0000 | Panel ACPDB & KWH Meter (Spec. Internux) |  | 2015-12-07 15:13:18 | 0 | Pcs | 6500000 | 0000 | IDR | General | 0 | 13757 | Material | N | N | Y | ""
9090 | 313047-0000 | Panel ACPDB (Spec. HCPT) |  | 2014-03-21 15:51:52 | 0 | Pcs | 4500000 | 0000 | IDR | General | 4500000 | 11633 | Material | N | N | Y | ""
12156 | 211433-0000 | Panel Box Stainless Steel 13x19 cm |  | 2022-08-30 13:42:30 | 0 | Set | 1134000 | 0000 | IDR | General | 0 | 0 | Material | N | N | N | ""
12690 | 413216-0000 | Panel Dimensi W 800 x H 2200 x D 800 mm, SPHC 2.5 mm, Acrylic 5 mm, IP 42 |  | 2025-07-28 19:11:28 | 0 | Unit | 0 | 0000 |  | General | 0 | 0 | Material | N | N | N | ""
12766 | 313794-0000 | Panel Installation for Protection & Control Cubicle 150 kV |  | 2025-11-08 14:53:08 | 0 | SS | 0 | 0000 |  | General | 0 | 0 | Material | N | N | N | ""
12767 | 323244-0000 | Panel Installation of Protection & Control Cubicle 150 kV Substation |  | 2025-11-08 14:56:39 | 0 | lot | 1739000000 | 0000 | IDR | General | 0 | 0 | Material | N | N | N | ""
9463 | 313096-0000 | Panel KWH (COS & Arester) & Panel ACPDB dalam 1 Box (tanpa meteran PLN) (spec. XL) |  | 2014-09-05 09:28:23 | 0 | Set | 11375000 | 0000 | IDR | General | 0 | 11694 | Material | N | N | N | ""
12556 | 313704-0000 | Panel Listrik Outdoor H 300 x W 200 x L 150 mm SS304 1.2 mm |  | 2025-01-14 17:41:23 | 0 | Set | 1200000 | 0000 | IDR | General | 0 | 0 | Material | N | N | N | ""
11837 | 313537-0000 | Panel OBL |  | 2021-09-03 19:58:42 | 0 | Pcs | 0 | 0000 |  | General | 0 | 0 | Material | N | N | N | ""
9459 | 313095-0000 | Panel SDP |  | 2014-09-02 13:27:32 | 0 | Pcs | 2728000 | 0000 | IDR | General | 7000000 | 11694 | Material | N | N | N | ""
9438 | 313091-0000 | Panel SDP Outdoor 9 MCB 3 phase (spec. Telkomsel) |  | 2014-09-02 10:20:01 | 0 | Set | 7000000 | 0000 | IDR | General | 7000000 | 11694 | Material | N | N | N | ""
7643 | 310037-0000 | Panel UPS |  |  | 0 | Pcs | 0 | Gener | "" | "" | 0 | 0 | Material | N | N | N
9008 | 810004-0000 | Pantry Supplies |  | 2014-02-10 15:38:26 | 0 | Ls | 875000 | 0000 | IDR | General | 0 | 12203 | Material | N | N | N | ""
9117 | 111283-0000 | Papan Cor 2/20 x 4 mtr |  | 2014-03-14 16:41:02 | 0 | Lbr | 23000 | 0000 | IDR | General | 70000 | 11633 | Material | N | N | N | ""
9292 | 413067-0000 | Papan Mal |  | 2014-06-05 11:17:35 | 0 | Pcs | 23000 | 0000 | IDR | General | 0 | 11513 | Material | N | N | N | ""
12436 | 060001-0000 | Paper Shredder |  | 2024-08-27 17:07:44 | 0 | Pcs | 2885300 | 0000 | IDR | General | 0 | 0 | Material | N | N | N | ""
11177 | 211170-0000 | Paralel Groove A2C Lupine 2 x 1267 |  | 2018-09-25 11:52:22 | 0 | Pcs | 687650 | 0000 | IDR | General | 0 | 0 | Material | N | N | N | ""
11179 | 211172-0000 | Paralel Groove A3C 300 |  | 2018-09-25 11:54:55 | 0 | Pcs | 0 | 0000 |  | General | 0 | 0 | Material | N | N | N | ""
11178 | 211171-0000 | Paralel Groove A3C 630 |  | 2018-09-25 11:53:54 | 0 | Pcs | 740500 | 0000 | IDR | General | 0 | 0 | Material | N | N | N | ""
10047 | 313192-0000 | Paralel groove clamp for TAL 850 sqm |  | 2015-11-19 11:06:44 | 0 | Pcs | 561969 | 0000 | IDR | General | 0 | 13648 | Material | N | N | N | ""
10399 | 313248-0000 | Parallel Groove Clamp |  | 2016-11-29 09:21:49 | 0 | Pcs | 14000 | 0000 | IDR | General | 0 | 13387 | Material | N | N | N | ""
11275 | 211225-0000 | Parallel groove clamp for 1xAAAC 300SQmm to 1xAAAC 300SQmm |  | 2019-02-11 14:22:23 | 0 | Pcs | 11243 | 0000 | KRW | General | 0 | 14049 | Material | N | N | N | ""
11274 | 211224-0000 | Parallel groove clamp for 1xAAAC 630SQmm to 1xAAAC 630SQmm |  | 2019-02-11 14:21:34 | 0 | Pcs | 20818 | 0000 | KRW | General | 0 | 14049 | Material | N | N | N | ""
11380 | 313473-0000 | Parallel groove clamp for 1xAAC Lupine 1267SQmm to 1xAAC Lupine 1267SQmm |  | 2019-04-30 14:47:34 | 0 | Pcs | 69391 | 0000 | KRW | General | 0 | 1237 | Material | N | N | N | ""
10982 | 313371-0000 | Parallel groove clamp for TAL 660SQmm to TAL 660SQmm |  | 2017-09-26 12:01:42 | 0 | Pcs | 587700 | 0000 | IDR | General | 0 | 13226 | Material | N | N | N | ""
10981 | 313370-0000 | Parallel groove clamp for TAL 850SQmm to TAL 850SQmm |  | 2017-09-26 12:01:22 | 0 | Pcs | 38.75 | 0000 | USD | General | 0 | 13226 | Material | N | N | N | ""
10394 | 313243-0000 | Parallel Group Clamp TAL 850 - 850 |  | 2016-11-14 10:55:54 | 0 | Pcs | 0 | 0000 |  | General | 0 | 0 | Material | N | N | N | ""
10001 | 820079-0000 | Parkir dan Tol |  | 2015-10-05 14:31:53 | 0 | Ls | 219744 | 0000 | IDR | General | 0 | 0 | Material | N | N | N | ""
9905 | 323123-0000 | Pasang insulator suspension jumper string set for conductor 2x TACSR 410 |  | 2015-06-19 14:40:55 | 0 | Pcs | 312000 | 0000 | IDR | General | 0 | 0 | Material | N | N | N | ""
9904 | 323122-0000 | Pasang insulator tension string set for conductor 2x TACSR 410 |  | 2015-06-19 14:38:32 | 0 | Pcs | 312000 | 0000 | IDR | General | 0 | 0 | Material | N | N | N | ""
9914 | 323132-0000 | Pasang press klem utk formet OPGW 70 |  | 2015-06-19 14:56:10 | 0 | Pcs | 260000 | 0000 | IDR | General | 0 | 0 | Material | N | N | N | ""
9912 | 323130-0000 | Pasang press klem utk konduktor TACSR 410 |  | 2015-06-19 14:52:22 | 0 | Pcs | 260000 | 0000 | IDR | General | 0 | 0 | Material | N | N | N | ""
9916 | 323134-0000 | Pasang Spacer jumper 250 mm Konduktor TACSR 410 |  | 2015-06-19 14:59:10 | 0 | Pcs | 208000 | 0000 | IDR | General | 0 | 0 | Material | N | N | N | ""
9917 | 323135-0000 | Pasang spacer jumper Conductor TACSR 410 |  | 2015-06-19 15:00:50 | 0 | Pcs | 1300000 | 0000 | IDR | General | 0 | 0 | Material | N | N | N | ""
9915 | 323133-0000 | Pasang Spacer line 450 mm Konduktor TACSR 410 |  | 2015-06-19 14:57:54 | 0 | Pcs | 208000 | 0000 | IDR | General | 0 | 0 | Material | N | N | N | ""
10176 | 323144-0000 | Pasang Spiral Vibration Damper |  | 2016-05-04 10:55:08 | 0 | Pcs | 0 | 0000 |  | General | 0 | 0 | Material | N | N | N | ""
9906 | 323124-0000 | Pasang tension string set for GSW 55 |  | 2015-06-19 14:42:50 | 0 | Set | 8000000 | 0000 | IDR | General | 0 | 0 | Material | N | N | N | ""
9908 | 323126-0000 | Pasang tension string set for OPGW 70 |  | 2015-06-19 14:46:30 | 0 | Pcs | 124800 | 0000 | IDR | General | 0 | 0 | Material | N | N | N | ""
9910 | 323128-0000 | Pasang Vibration damper GSW 55 |  | 2015-06-19 14:49:17 | 0 | Pcs | 62400 | 0000 | IDR | General | 0 | 0 | Material | N | N | N | ""
9911 | 323129-0000 | Pasang Vibration damper OPGW 70 |  | 2015-06-19 14:50:47 | 0 | Pcs | 62400 | 0000 | IDR | General | 0 | 0 | Material | N | N | N | ""
9909 | 323127-0000 | Pasang Vibrattion damper konduktor TACSR 410 |  | 2015-06-19 14:47:51 | 0 | Pcs | 62400 | 0000 | IDR | General | 0 | 0 | Material | N | N | N | ""
10891 | 129296-0000 | Pasangan batu kali 1 by 4 pada Pekerjaan Slope Proteksi |  | 2017-08-04 16:40:43 | 0 | M2 | 0 | 0000 |  | General | 0 | 0 | Material | N | N | N | ""
11703 | 111574-0000 | Pasir Batu |  | 2020-12-14 20:58:59 | 0 | Ton | 170000 | 0000 | IDR | General | 0 | 0 | Material | N | N | N | ""
8122 | 111002-0000 | Pasir Beton |  |  | 0 | M3 | 250000 | 0000 | IDR |  | 200000 | 0 |  | N | N | N
12460 | 111679-0000 | Pasir Cor Beton |  | 2024-09-26 09:08:31 | 0 | Ton | 135000 | 0000 | IDR | General | 0 | 0 | Material | N | N | N | ""
8313 | 413041-0000 | Passive Spliter 1-4 |  | 2016-06-16 15:43:58 | 0 | Pcs | 315000 | 0000 | IDR | General | 278000 | 13120 | Material | N | N | N | ""
8312 | 413040-0000 | Passive Spliter 1-8 |  | 2016-06-16 15:41:04 | 0 | Pcs | 378000 | 0000 | IDR | General | 345000 | 13120 | Material | N | N | N | ""
9883 | 413142-0000 | Passive Splitter 1:8 type Modular SC/UPC, for ODC termasuk Pigtail |  | 2015-08-07 11:11:42 | 1 | Set | 400000 | 0000 | IDR | General | 330000 | 13483 | Material | N | N | N | ""
10121 | 413161-0000 | Patch cord 2 meter, (FC/LC/SC-APC To FC/LC/SC-APC), G.652 D |  | 2016-06-16 15:45:36 | 0 | Pcs | 40000 | 0000 | IDR | General | 40000 | 13322 | Material | N | N | N | ""
10211 | 413179-0000 | Patch Cord 20m SCPC-FCPC |  | 2016-06-16 15:30:17 | 0 | Pcs | 140000 | 0000 | IDR | General | 140000 | 13120 | Material | N | N | N | ""
9253 | 413063-0000 | Patch Cord FC-ST 2 M |  | 2014-05-20 14:45:05 | 0 | Pcs | 47150 | 0000 | IDR | General | 0 | 11544 | Material | N | N | N | ""
11181 | 413202-0000 | Patch Cord LC-SC, Singlemode, Duplex, 5 Meter |  | 2018-10-19 09:59:17 | 0 | Pcs | 110000 | 0000 | IDR | General | 0 | 0 | Material | N | N | N | ""
9800 | 413126-0000 | Patch Cord, 15m, SC-UPC, 652D |  | 2015-02-10 14:04:48 | 0 | Pcs | 72000 | 0000 | IDR | General | 80000 | 12502 | Material | N | N | N | ""
9503 | 413097-0000 | Patch Cord, 20m, LCPC-FCPC |  | 2018-01-23 18:18:52 | 0 | Pcs | 80000 | 0000 | IDR | General | 80000 | 13339 | Material | N | N | N | ""
9520 | 413107-0000 | Patch Cord, 2m, UPC, 652D |  | 2014-10-30 09:28:51 | 0 | Pcs | 0 | 0000 | IDR | General | 0 | 12168 | Material | N | N | N | ""
8519 | 313016-0000 | Patchcord FC-FC 5 Mtr |  | 2013-09-30 16:55:09 | 0 | Pcs | 0 | 0000 | IDR | General | 0 | 11132 | Material | N | N | N | ""
9938 | 413144-0000 | Patchcord G.652D, SM Simplex SC-SC 2.0mm, 20M |  | 2015-06-22 10:00:54 | 0 | Pcs | 71000 | 0000 | IDR | General | 0 | 0 | Material | N | N | N | ""
9937 | 413143-0000 | Patchcord G.652D, SM Simplex SC-SC 2.0mm, 40M |  | 2015-06-22 09:58:49 | 0 | Pcs | 105000 | 0000 | IDR | General | 0 | 0 | Material | N | N | N | ""
10204 | 413178-0000 | Path core, 20 m Duplex LC - LC |  | 2016-05-27 15:50:54 | 0 | Pcs | 0 | 0000 |  | General | 0 | 0 | Material | N | N | N | ""
10203 | 413177-0000 | Path core, 20 m Duplex LC-FC |  | 2016-05-27 15:48:05 | 0 | Pcs | 0 | 0000 |  | General | 0 | 0 | Material | N | N | N | ""
10202 | 413176-0000 | Path core, 20 m Duplex LC-SC |  | 2016-05-27 15:43:50 | 0 | Pcs | 0 | 0000 |  | General | 0 | 0 | Material | N | N | N | ""
8254 | 111202-0000 | Patok (Marking Post) |  | 2016-02-10 15:05:39 | 0 | Pcs | 250000 | 0000 | IDR | General | 0 | 9991 | Material | N | N | N | ""
10218 | 413182-0000 | Patok Pengaman ODC (besi galvanis 2inch 1m)material dan jasa |  | 2016-06-23 17:02:59 | 0 | Set | 75000 | 0000 | IDR | General | 0 | 0 | Material | N | N | N | ""
9965 | 424106-0000 | Peicemeal Pemasangan/ Penarikan Kabel Serat Optik (FO) 12 Core |  | 2015-08-11 16:52:04 | 2500 | Mtr | 0 | 0000 |  | General | 0 | 0 | Material | Y | N | N | ""
10774 | 129254-0000 | Pekerjaan PEKERJAAN MUSHOLA |  | 2017-08-03 19:36:44 | 0 | Ls | 165000 | 0000 | IDR | General | 0 | 0 | Material | N | N | N | ""
11740 | 129410-0000 | Pekerjaan Lain-2 (biaya mutu) |  | 2021-01-15 15:55:51 | 0 | M2 | 2500 | 0000 | IDR | General | 0 | 0 | Material | N | N | N | ""
10775 | 129255-0000 | Pekerjaan RUMAH OPERATOR TYPE 70 |  | 2017-08-03 19:37:46 | 0 | Ls | 312988951 | 0000 | IDR | General | 0 | 0 | Material | N | N | N | ""
10773 | 129253-0000 | Pekerjaan WATER TOWER |  | 2017-08-03 19:35:58 | 0 | Set | 1619200 | 0000 | IDR | General | 0 | 0 | Material | N | N | N | ""
12704 | 129479-0000 | Pekerjaan Bangunan Tipe 25 |  | 2025-08-07 18:57:35 | 0 | M2 | 1420454.55 | 0000 | IDR | General | 0 | 0 | Material | N | N | N | ""
12705 | 129480-0000 | Pekerjaan Bangunan Tipe 32 |  | 2025-08-07 18:58:11 | 0 | M2 | 0 | 0000 |  | General | 0 | 0 | Material | N | N | N | ""
11738 | 129408-0000 | Pekerjaan Bekisting tambahan lengkung |  | 2021-01-15 15:50:30 | 0 | M2 | 0 | 0000 |  | General | 0 | 0 | Material | N | N | N | ""
11790 | 129426-0000 | Pekerjaan Bending & Cutting Besi Beton |  | 2021-06-10 15:31:47 | 0 | Kg | 925 | 0000 | IDR | General | 0 | 0 | Material | N | N | N | ""
7769 | 123022-0000 | Pekerjaan Berapen 1Pc : 3Ps, tebal 30 mm |  |  | 0 | Service | 0 | M2 | "" | "" | 0 | 0 | Material | N | N | N
7770 | 123023-0000 | Pekerjaan Berapen 1Pc : 5Ps, tebal 15 mm |  |  | 0 | Service | 0 | M2 | "" | "" | 0 | 0 | Material | N | N | N
12228 | 129452-0000 | Pekerjaan Bobok Beton |  | 2023-03-25 16:54:37 | 0 | M3 | 200000 | 0000 | IDR | General | 0 | 0 | Material | N | N | N | ""
12365 | 129459-0000 | Pekerjaan Bobok Tiang Pancang |  | 2024-05-18 19:08:54 | 0 | Ttk | 52500 | 0000 | IDR | General | 0 | 0 | Material | N | N | N | ""
11478 | 129372-0000 | Pekerjaan Bobokan |  | 2019-09-02 22:24:56 | 0 | Ls | 2929791.67 | 0000 | IDR | General | 0 | 0 | Material | N | N | N | ""
12675 | 129476-0000 | Pekerjaan Bobokan Beton |  | 2025-06-24 18:26:27 | 0 | M3 | 234989 | 0000 | IDR | General | 0 | 0 | Material | N | N | N | ""
12227 | 129451-0000 | Pekerjaan Bobokan Beton |  | 2023-03-25 16:52:55 | 0 | M3 | 422222.3 | 0000 | IDR | General | 0 | 0 | Material | Y | N | N | ""
9829 | 129123-0000 | Pekerjaan bobokan dan perbaikan Dinding Chamber / BTS / STO untuk lubang Sparing Kabel |  | 2015-02-25 01:21:04 | 0 | Ttk | 47780 | 0000 | IDR | General | 61783 | 12638 | Material | N | N | N | ""
10342 | 129171-0000 | Pekerjaan Bolt Welding |  | 2016-09-15 16:54:51 | 0 | Twr | 2537000 | 0000 | IDR | General | 0 | 0 | Material | N | N | N | ""
12618 | 129465-0000 | Pekerjaan Bongkar Bekisting |  | 2025-03-27 17:01:19 | 0 | M2 | 50000 | 0000 | IDR | General | 0 | 0 | Material | N | N | N | ""
10273 | 111370-0000 | Pekerjaan bore pile diameter 40 cm |  | 2016-07-29 16:21:01 | 0 | Mtr | 800000 | 0000 | IDR | General | 0 | 0 | Material | N | N | N | ""
10341 | 129170-0000 | Pekerjaan Bore Pile Diameter 60 cm |  | 2016-09-15 16:43:51 | 0 | Mtr | 100000 | 0000 | IDR | General | 0 | 0 | Material | N | N | N | ""
10540 | 129200-0000 | Pekerjaan chimney extention tower 4AA11 |  | 2017-03-24 16:14:09 | 0 | Unit | 0 | 0000 |  | General | 0 | 0 | Material | N | N | N | ""
10541 | 129201-0000 | Pekerjaan chimney extention tower 4DD11 |  | 2017-03-24 16:15:09 | 0 | Unit | 0 | 0000 |  | General | 0 | 0 | Material | N | N | N | ""
11485 | 129379-0000 | Pekerjaan Cor Duct |  | 2019-09-02 22:28:58 | 0 | M3 | 0 | 0000 |  | General | 0 | 0 | Material | N | N | N | ""
11481 | 129375-0000 | Pekerjaan Cor Kolom |  | 2019-09-02 22:26:48 | 0 | M3 | 2800000 | 0000 | IDR | General | 0 | 0 | Material | N | N | N | ""
11482 | 129376-0000 | Pekerjaan Cor Kolom Praktis |  | 2019-09-02 22:27:30 | 0 | M3 | 0 | 0000 |  | General | 0 | 0 | Material | N | N | N | ""
11480 | 129374-0000 | Pekerjaan Cor Pondasi Tapak |  | 2019-09-02 22:26:15 | 0 | M3 | 100000 | 0000 | IDR | General | 0 | 0 | Material | N | N | N | ""
11484 | 129378-0000 | Pekerjaan Cor Ring Balok |  | 2019-09-02 22:28:29 | 0 | M3 | 2400000 | 0000 | IDR | General | 0 | 0 | Material | N | N | N | ""
11483 | 129377-0000 | Pekerjaan Cor Slope |  | 2019-09-02 22:27:59 | 0 | M3 | 83250581.05 | 0000 | IDR | General | 0 | 0 | Material | N | N | N | ""
10343 | 129172-0000 | Pekerjaan Cut and Fill |  | 2016-09-15 17:05:55 | 0 | M3 | 70000 | 0000 | IDR | General | 0 | 0 | Material | N | N | N | ""
8347 | 129019-0000 | Pekerjaan Dewatering |  | 2016-09-15 17:04:43 | 0 | Twr | 1600000 | 0000 | IDR | General | 0 | 10101 | Material | N | N | N | ""
10734 | 129240-0000 | PEKERJAAN DRAINASE AIR beton bertulang (60x60) cm t 70 cm (Mutu beton K175, BJTP24) |  | 2017-08-03 18:50:49 | 0 | Pcs | 312480 | 0000 | IDR | General | 0 | 0 | Material | N | N | N | ""
10736 | 129242-0000 | PEKERJAAN DRAINASE AIR Pipa Resapan Bak Kontrol PVC 3 inci |  | 2017-08-03 18:52:51 | 0 | M2 | 25000 | 0000 | IDR | General | 0 | 0 | Material | N | N | N | ""
10730 | 129236-0000 | PEKERJAAN DRAINASE AIR Drainase air terbuka 45/50 cm |  | 2017-08-03 18:46:38 | 0 | M2 | 110000 | 0000 | IDR | General | 0 | 0 | Material | N | N | N | ""
10731 | 129237-0000 | PEKERJAAN DRAINASE AIR Drainase air tertutup 55/60 cm |  | 2017-08-03 18:47:33 | 0 | M2 | 375000 | 0000 | IDR | General | 0 | 0 | Material | N | N | N | ""
10732 | 129238-0000 | PEKERJAAN DRAINASE AIR Pekerjaan Drainase Bawah Tanah (Geotex) |  | 2017-08-03 18:48:17 | 0 | M2 | 18500 | 0000 | IDR | General | 0 | 0 | Material | N | N | N | ""
10733 | 129239-0000 | PEKERJAAN DRAINASE AIR Pekerjaan Pasangan Geotextile di dalam Underground Drainage |  | 2017-08-03 18:49:12 | 0 | M2 | 25000 | 0000 | IDR | General | 0 | 0 | Material | N | N | N | ""
10735 | 129241-0000 | PEKERJAAN DRAINASE AIR Pipa Saluran Bak Kontrol PVC 2 inci |  | 2017-08-03 18:51:57 | 0 | M2 | 15000 | 0000 | IDR | General | 0 | 0 | Material | N | N | N | ""
10205 | 129141-0000 | Pekerjaan erection T1 type DDR4+0 |  | 2016-05-30 17:02:44 | 0 | Kg | 1198 | 0000 | IDR | General | 0 | 13488 | Material | N | N | N | ""
10544 | 129204-0000 | Pekerjaan erection tower 4AA11 + 6 |  | 2017-07-27 17:10:45 | 0 | Kg | 0 | 0000 |  | General | 0 | 13354 | Material | N | N | N | ""
10542 | 129202-0000 | Pekerjaan erection tower 4AA11 +/- 0 |  | 2017-07-27 17:09:51 | 0 | Kg | 0 | 0000 |  | General | 0 | 13354 | Material | N | N | N | ""
10543 | 129203-0000 | Pekerjaan erection tower 4AA11 +3 |  | 2017-07-27 17:10:14 | 0 | Kg | 0 | 0000 |  | General | 0 | 13354 | Material | N | N | N | ""
10545 | 129205-0000 | Pekerjaan erection tower 4BB11 + 6 |  | 2017-07-27 17:11:12 | 0 | Kg | 0 | 0000 |  | General | 0 | 13354 | Material | N | N | N | ""
10546 | 129206-0000 | Pekerjaan erection tower 4BB11 + 9 |  | 2017-07-27 17:11:36 | 0 | Kg | 0 | 0000 |  | General | 0 | 13354 | Material | N | N | N | ""
10550 | 129210-0000 | Pekerjaan erection tower 4CC11 + 12 |  | 2017-07-27 17:13:06 | 0 | Kg | 0 | 0000 |  | General | 0 | 13354 | Material | N | N | N | ""
10549 | 129209-0000 | Pekerjaan erection tower 4CC11 + 9 |  | 2017-07-27 17:12:44 | 0 | Kg | 0 | 0000 |  | General | 0 | 13354 | Material | N | N | N | ""
10547 | 129207-0000 | Pekerjaan erection tower 4CC11 +/-0 |  | 2017-07-27 17:12:00 | 0 | Kg | 0 | 0000 |  | General | 0 | 13354 | Material | N | N | N | ""
10548 | 129208-0000 | Pekerjaan erection tower 4CC11 +3 |  | 2017-07-27 17:12:22 | 0 | Kg | 0 | 0000 |  | General | 0 | 13354 | Material | N | N | N | ""
10551 | 129211-0000 | Pekerjaan erection tower 4DD11 - 3 |  | 2017-07-27 17:13:30 | 0 | Kg | 0 | 0000 |  | General | 0 | 13319 | Material | N | N | N | ""
10556 | 111405-0000 | Pekerjaan erection tower 4DD11 + 12 |  | 2017-07-27 17:09:24 | 0 | Kg | 0 | 0000 |  | General | 0 | 13354 | Material | N | N | N | ""
10553 | 111403-0000 | Pekerjaan erection tower 4DD11 + 3 |  | 2017-07-27 17:08:19 | 0 | Kg | 0 | 0000 |  | General | 0 | 13354 | Material | N | N | N | ""
10554 | 129213-0000 | Pekerjaan erection tower 4DD11 + 6 |  | 2017-07-27 17:14:25 | 0 | Kg | 1200 | 0000 | IDR | General | 0 | 13354 | Material | N | N | N | ""
10555 | 111404-0000 | Pekerjaan erection tower 4DD11 + 9 |  | 2017-07-27 17:08:52 | 0 | Kg | 0 | 0000 |  | General | 0 | 13354 | Material | N | N | N | ""
10552 | 129212-0000 | Pekerjaan erection tower 4DD11 +/- 0 |  | 2017-07-27 17:13:56 | 0 | Kg | 0 | 0000 |  | General | 0 | 13354 | Material | N | N | N | ""
10557 | 129214-0000 | Pekerjaan erection tower 4DDR11 - 3 |  | 2017-07-27 17:14:54 | 0 | Kg | 0 | 0000 |  | General | 0 | 13319 | Material | N | N | N | ""
10558 | 129215-0000 | Pekerjaan erection tower 4DDR11 +/- 0 |  | 2017-07-27 17:15:17 | 0 | Kg | 0 | 0000 |  | General | 0 | 13354 | Material | N | N | N | ""
10559 | 129216-0000 | Pekerjaan erection tower 4EE11 - 3 |  | 2017-07-27 17:15:42 | 0 | Kg | 0 | 0000 |  | General | 0 | 13354 | Material | N | N | N | ""
10560 | 129217-0000 | Pekerjaan erection tower 4EE11 + 6 |  | 2017-07-27 17:16:06 | 0 | Kg | 0 | 0000 |  | General | 0 | 13354 | Material | N | N | N | ""
10561 | 129218-0000 | Pekerjaan erection tower 4EE11 + 9 |  | 2017-07-27 17:16:29 | 0 | Kg | 0 | 0000 |  | General | 0 | 13354 | Material | N | N | N | ""
10206 | 129142-0000 | Pekerjaan erection Tower T34 type BB |  | 2016-05-30 16:47:36 | 0 | Kg | 1198 | 0000 | IDR | General | 0 | 0 | Material | N | N | N | ""
10207 | 129143-0000 | Pekerjaan erection Tower T35 type CC |  | 2016-05-30 16:48:45 | 0 | Kg | 1198 | 0000 | IDR | General | 0 | 0 | Material | N | N | N | ""
9271 | 129098-0000 | Pekerjaan Erection Transmission Line Steel Pole |  | 2014-05-26 11:45:44 | 0 | Kg | 2000 | 0000 | IDR | General | 1300 | 11.47 | Material | N | N | N | ""
9892 | 129126-0000 | Pekerjaan Erection Transmission line tower Type DDR6 plus 9 |  | 2015-06-16 10:50:42 | 0 | Set | 1664 | 0000 | IDR | General | 0 | 0 | Material | N | N | N | ""
8625 | 129047-0000 | Pekerjaan Erection Transmission line tower Type DSP plus 3 |  | 2013-10-04 10:24:43 | 0 | Set | 0 | 0000 | IDR | General | 0 | 11132 | Material | N | N | N | ""
8621 | 129044-0000 | Pekerjaan Erection Transmission line tower Type TSP30 plus 0 |  | 2013-10-04 10:22:27 | 0 | Set | 0 | 0000 | IDR | General | 0 | 11132 | Material | N | N | N | ""
8622 | 111236-0000 | Pekerjaan Erection Transmission line tower Type TSP30 plus 3 |  | 2013-10-04 10:22:58 | 0 | Set | 25000000 | 0000 | IDR | General | 0 | 11132 | Material | N | N | N | ""
8623 | 129045-0000 | Pekerjaan Erection Transmission line tower Type TSP30 plus 6 |  | 2013-10-04 10:23:32 | 0 | Set | 0 | 0000 | IDR | General | 0 | 11132 | Material | N | N | N | ""
8624 | 129046-0000 | Pekerjaan Erection Transmission line tower Type TSP60 plus 0 |  | 2013-10-04 10:24:05 | 0 | Set | 0 | 0000 | IDR | General | 0 | 11132 | Material | N | N | N | ""
8229 | 111166-0000 | Pekerjaan Fabrikasi Baja/ Struktur Baja, Fabrikasi Manual |  | 2013-07-19 11:39:03 | 0 | Kg | 2000000 | 0000 | IDR | General | 2000000 | 9982 | Material | N | N | N | ""
7779 | 123032-0000 | Pekerjaan Floor Lantai 1Pc : 5Ps, tebal 5 mm |  |  | 0 | Service | 1040000 | M2 | IDR | "" | 0 | 0 | Material | N | N | N
9134 | 129093-0000 | Pekerjaan Galian batu / Excavation rock |  | 2016-09-15 17:02:17 | 0 | M3 | 320000 | 0000 | IDR | General | 0 | 13123 | Material | N | N | N | ""
10222 | 424151-0000 | Pekerjaan Galian BC-TR-ROCK 120 kedalaman 120cm |  | 2016-06-30 11:49:27 | 0 | Mtr | 110000 | 0000 | IDR | General | 0 | 0 | Material | N | N | N | ""
9135 | 129094-0000 | Pekerjaan galian berbatu / Excavation,weathered rock |  | 2014-04-17 14:49:02 | 0 | M3 | 38814.29 | 0000 | IDR | General | 38814.29 | 0 | Material | N | N | N | ""
7735 | 122001-0000 | Pekerjaan Galian Tanah Biasa Max Kedalaman 1 m |  |  | 0 | Service | 86875 | M3 | IDR | "" | 12000 | 0 | Material | N | N | N
7736 | 122002-0000 | Pekerjaan Galian Tanah Biasa Max Kedalaman 2 m |  |  | 0 | Service | 40000 | M3 | IDR | "" | 0 | 0 | Material | N | N | N
7737 | 122003-0000 | Pekerjaan Galian Tanah Biasa Max Kedalaman 3 m |  |  | 0 | Service | 0 | M3 | "" | "" | 0 | 0 | Material | N | N | N
7739 | 122005-0000 | Pekerjaan Galian Tanah Cadas Max Kedalaman 1 m |  |  | 0 | Service | 0 | M3 | "" | "" | 0 | 0 | Material | N | N | N
7738 | 122004-0000 | Pekerjaan Galian Tanah Keras Max Kedalaman 1 m |  |  | 0 | Service | 0 | M3 | "" | "" | 0 | 0 | Material | N | N | N
7740 | 122006-0000 | Pekerjaan Galian Tanah Lumpur Max Kedalaman 1 m |  |  | 0 | Service | 122644.63 | M3 | IDR | "" | 0 | 0 | Material | N | N | N
9133 | 129092-0000 | Pekerjaan galian tanah/Excavation,common soil |  | 2014-04-17 14:22:29 | 0 | M3 | 13836 | 0000 | IDR | General | 18608.16 | 0 | Material | N | N | N | ""
10358 | 313234-0000 | Pekerjaan grounding TIP 17 |  | 2016-09-20 17:25:34 | 0 | Set | 0 | 0000 |  | General | 0 | 0 | Material | N | N | N | ""
10355 | 313233-0000 | Pekerjaan Grounding TIP 2 |  | 2016-09-20 17:20:38 | 0 | Set | 1302895 | 0000 | IDR | General | 0 | 0 | Material | N | N | N | ""
10367 | 313237-0000 | Pekerjaan Grounding TIP 28A |  | 2016-09-20 17:35:28 | 0 | Set | 0 | 0000 |  | General | 0 | 0 | Material | N | N | N | ""
10349 | 313231-0000 | Pekerjaan grounding TIP 4 |  | 2016-09-20 17:08:47 | 0 | Set | 0 | 0000 |  | General | 0 | 0 | Material | N | N | N | ""
10364 | 313236-0000 | Pekerjaan grounding TIP 51 |  | 2016-09-20 17:32:26 | 0 | Set | 0 | 0000 |  | General | 0 | 0 | Material | N | N | N | ""
10361 | 313235-0000 | Pekerjaan Grounding TIP 52 |  | 2016-09-20 17:28:32 | 0 | Set | 0 | 0000 |  | General | 0 | 0 | Material | N | N | N | ""
10352 | 313232-0000 | Pekerjaan Grounding TIP 6 |  | 2016-09-20 17:16:55 | 0 | Set | 0 | 0000 |  | General | 0 | 0 | Material | N | N | N | ""
12180 | 129436-0000 | Pekerjaan Grouting |  | 2022-11-28 13:19:35 | 0 | M3 | 850000 | 0000 | IDR | General | 0 | 0 | Material | N | N | N | ""
12669 | 129470-0000 | Pekerjaan Hamparan Gravel |  | 2025-06-24 17:59:08 | 0 | M3 | 38619 | 0000 | IDR | General | 0 | 0 | Material | N | N | N | ""
10092 | 424130-0000 | Pekerjaan Handhole Type HH1 |  | 2016-02-10 11:48:29 | 0 | Pcs | 1091250 | 0000 | IDR | General | 0 | 13658 | Material | N | N | N | ""
9294 | 424061-0000 | Pekerjaan Instalasi Hanging Jembatan |  | 2014-06-05 11:20:48 | 0 | Ls | 0 | 0000 | IDR | General | 0 | 11513 | Material | N | N | N | ""
12867 | 323255-0000 | Pekerjaan Instalasi Substation Automation Hardware |  | 2026-01-06 16:43:54 | 0 | Pcs | 455500000 | 0000 | IDR | General | 0 | 0 | Material | N | N | N | ""
8364 | 323018-0000 | pekerjaan integrasi grounding sistem baru dengan exsisting (OSP) |  | 2013-08-19 13:38:18 | 0 | Ls | 0 | 0000 | IDR | General | 0 | 10301 | Material | N | N | N | ""
7798 | 124013-0000 | Pekerjaan Jaring Kawat Baja (Wire Mesh) |  |  | 0 | Service | 0 | Kg | "" | "" | 0 | 0 | Material | N | N | N
12662 | 129469-0000 | Pekerjaan Jasa Drainase Air Terbuka Ukuran 30x30cm |  | 2025-06-24 11:08:00 | 0 | Ml | 0 | 0000 |  | General | 0 | 0 | Material | N | N | N | ""
12660 | 129467-0000 | Pekerjaan Jasa Drainase Air Terbuka Ukuran 50x50cm |  | 2025-06-24 11:05:37 | 0 | Ml | 0 | 0000 |  | General | 0 | 0 | Material | N | N | N | ""
12661 | 129468-0000 | Pekerjaan Jasa Drainase Air Terbuka Ukuran 80x80cm |  | 2025-06-24 11:06:39 | 0 | Ml | 0 | 0000 |  | General | 0 | 0 | Material | N | N | N | ""
7797 | 124012-0000 | Pekerjaan Kabel Presstressed Polos / Strands |  |  | 0 | Service | 0 | Kg | "" | "" | 0 | 0 | Material | N | N | N
11734 | 129404-0000 | Pekerjaan Kebersihan sebelum cor |  | 2021-01-15 15:38:52 | 0 | M2 | 1000 | 0000 | IDR | General | 0 | 0 | Material | N | N | N | ""
11735 | 129405-0000 | Pekerjaan kebersihan setelah cor |  | 2021-01-15 15:42:10 | 0 | M2 | 1000 | 0000 | IDR | General | 0 | 0 | Material | N | N | N | ""
8350 | 121175-0000 | Pekerjaan Konstruksi Covering and Dewatering |  | 2013-08-05 10:35:21 | 0 | Ls | 0 | 0000 | IDR | General | 0 | 10270 | Material | N | N | N | ""
8304 | 423034-0000 | Pekerjaan Konstruksi Hand Hole Type HH2 |  | 2013-08-01 10:49:35 | 0 | Pcs | 0 | 0000 | IDR | General | 0 | 10101 | Material | N | N | N | ""
8296 | 423026-0000 | Pekerjaan Konstruksi Jembatan Pipa Duct dengan Pipa Baja 4 inchi, Bentangan 3-6 meter dengan Tumpuan Beton bertulang |  | 2013-08-01 10:36:30 | 0 | Mtr | 0 | 0000 | IDR | General | 0 | 10101 | Material | N | N | N | ""
8365 | 123040-0000 | Pekerjaan Konstruksi Jembatan Pipa Duct dengan Pipa Baja 4 inchi, Bentangan 6-12 meter dengan Tumpuan Beton bertulang (BSS 1) |  | 2013-08-19 14:02:27 | 0 | Mtr | 0 | 0000 | IDR | General | 0 | 10301 | Material | N | N | N | ""
8366 | 123041-0000 | Pekerjaan Konstruksi Jembatan Pipa Duct dengan Pipa Baja 4 inchi, Bentangan di atas 12 meter dengan Tumpuan Beton bertulang (BTS 1) |  | 2013-08-19 14:03:30 | 0 | Mtr | 0 | 0000 | IDR | General | 0 | 10301 | Material | N | N | N | ""
8299 | 423029-0000 | Pekerjaan Konstruksi Jembatan Pipa Duct dengan Pipa Baja 4 inchi, dengan Sistem menempel pada Struktur yang ada |  | 2013-08-01 10:38:55 | 0 | Mtr | 0 | 0000 | IDR | General | 0 | 10101 | Material | N | N | N | ""
8297 | 423027-0000 | Pekerjaan Konstruksi Jembatan Pipa Duct dengan sistem gantung, Bentangan 20-40 meter dengan Tumpuan Tiang Beton 9 meter |  | 2013-08-01 10:37:16 | 0 | Mtr | 0 | 0000 | IDR | General | 0 | 10101 | Material | N | N | N | ""
8667 | 129071-0000 | Pekerjaan Konstruksi Pondasi Tower Transmisi Type DSP Class 3 Pad and Chimney with Piled |  | 2013-10-04 11:05:56 | 0 | Twr | 0 | 0000 | IDR | General | 0 | 11132 | Material | N | N | N | ""
8659 | 129063-0000 | Pekerjaan Konstruksi Pondasi Tower Transmisi Type SSP5 Class 2 Pad and Chimney with Piled |  | 2013-10-04 11:01:27 | 0 | Twr | 0 | 0000 | IDR | General | 0 | 11132 | Material | N | N | N | ""
8660 | 129064-0000 | Pekerjaan Konstruksi Pondasi Tower Transmisi Type SSP5 Class 3 Pad and Chimney with Piled |  | 2013-10-04 11:01:56 | 0 | Twr | 0 | 0000 | IDR | General | 0 | 11132 | Material | N | N | N | ""
8661 | 129065-0000 | Pekerjaan Konstruksi Pondasi Tower Transmisi Type TSP15 Class 2 Pad and Chimney with Piled |  | 2013-10-04 11:02:29 | 0 | Twr | 0 | 0000 | IDR | General | 0 | 11132 | Material | N | N | N | ""
8662 | 129066-0000 | Pekerjaan Konstruksi Pondasi Tower Transmisi Type TSP15 Class 3 Pad and Chimney with Piled |  | 2013-10-04 11:03:04 | 0 | Twr | 0 | 0000 | IDR | General | 0 | 11132 | Material | N | N | N | ""
8663 | 129067-0000 | Pekerjaan Konstruksi Pondasi Tower Transmisi Type TSP15 Class 5 Pad and Chimney (Enlarged) or Raft with Piled |  | 2013-10-04 11:03:36 | 0 | Twr | 0 | 0000 | IDR | General | 0 | 11132 | Material | N | N | N | ""
8664 | 129068-0000 | Pekerjaan Konstruksi Pondasi Tower Transmisi Type TSP30 Class 2 Pad and Chimney with Piled |  | 2013-10-04 11:04:21 | 0 | Twr | 0 | 0000 | IDR | General | 0 | 11132 | Material | N | N | N | ""
8665 | 129069-0000 | Pekerjaan Konstruksi Pondasi Tower Transmisi Type TSP30 Class 3 Pad and Chimney with Piled |  | 2013-10-04 11:04:54 | 0 | Twr | 0 | 0000 | IDR | General | 0 | 11132 | Material | N | N | N | ""
8666 | 129070-0000 | Pekerjaan Konstruksi Pondasi Tower Transmisi Type TSP60 Class 3 Pad and Chimney with Piled |  | 2013-10-04 11:05:26 | 0 | Twr | 0 | 0000 | IDR | General | 0 | 11132 | Material | N | N | N | ""
11737 | 129407-0000 | Pekerjaan Lain-2 (area tidak terjangkau) |  | 2021-01-15 15:47:50 | 0 | M2 | 0 | 0000 |  | General | 0 | 0 | Material | N | N | N | ""
11736 | 129406-0000 | Pekerjaan Lain2 (tambahan harga /10 lt) |  | 2021-01-15 15:44:57 | 0 | M2 | 1000 | 0000 | IDR | General | 0 | 0 | Material | N | N | N | ""
11739 | 129409-0000 | Pekerjaan Lain-lain (Gerindra) |  | 2021-01-15 15:53:26 | 0 | M2 | 500 | 0000 | IDR | General | 0 | 0 | Material | N | N | N | ""
11474 | 129370-0000 | Pekerjaan List Plafond |  | 2019-09-02 22:21:19 | 0 | Mtr | 10000 | 0000 | IDR | General | 0 | 0 | Material | N | N | N | ""
10139 | 111355-0000 | Pekerjaan Mainhole Plafond |  | 2016-02-01 17:31:26 | 0 | Pcs | 0 | 0000 |  | General | 0 | 0 | Material | N | N | N | ""
7908 | 121110-0000 | Pekerjaan Memasang Badkip Fiberglass |  |  | 0 | Service | 0 | Set | "" | "" | 0 | 0 | Material | N | N | N
7907 | 121109-0000 | Pekerjaan Memasang Badkip Porselen |  |  | 0 | Service | 0 | Set | "" | "" | 0 | 0 | Material | N | N | N
7909 | 121111-0000 | Pekerjaan Memasang Bak Cuci Piring Stainles Steel |  |  | 0 | Service | 1900000 | Set | IDR | "" | 0 | 0 | Material | N | N | N
7905 | 121107-0000 | Pekerjaan Memasang Bak Mandi Fiberglass, volume 0.30 m3 |  |  | 0 | Service | 0 | Set | "" | "" | 0 | 0 | Material | N | N | N
7906 | 121108-0000 | Pekerjaan Memasang Bak Mandi Fiberglass, volume 1.00 m3 |  |  | 0 | Service | 0 | Set | "" | "" | 0 | 0 | Material | N | N | N
7903 | 121105-0000 | Pekerjaan Memasang Bak Mandi Teraso, volume 0.30 m3 |  |  | 0 | Service | 0 | Set | "" | "" | 0 | 0 | Material | N | N | N
7904 | 121106-0000 | Pekerjaan Memasang Bak Mandi Teraso, volume 1.00 m3 |  |  | 0 | Service | 0 | Set | "" | "" | 0 | 0 | Material | N | N | N
7927 | 121129-0000 | Pekerjaan Memasang Floor Drain |  |  | 0 | Service | 55000 | Set | IDR | "" | 0 | 0 | Material | N | N | N
7899 | 121101-0000 | Pekerjaan Memasang Kloset Duduk / Monoblok |  |  | 0 | Service | 114000 | Set | IDR | "" | 0 | 0 | Material | N | N | N
7900 | 121102-0000 | Pekerjaan Memasang Kloset Jongkok Porselen |  |  | 0 | Service | 0 | Set | "" | "" | 0 | 0 | Material | N | N | N
7926 | 121128-0000 | Pekerjaan Memasang Kran diameter 3/4 inch atau 1/2 inch |  |  | 0 | Service | 0 | Set | "" | "" | 0 | 0 | Material | N | N | N
7925 | 121127-0000 | Pekerjaan Memasang Pipa Beton diameter 30 cm - 100 cm |  |  | 0 | Service | 36000 | Mtr | IDR | "" | 0 | 0 | Material | N | N | N
7924 | 121126-0000 | Pekerjaan Memasang Pipa Beton diameter 5 cm - 20 cm |  |  | 0 | Service | 0 | Mtr | "" | "" | 0 | 0 | Material | N | N | N
7912 | 121114-0000 | Pekerjaan Memasang Pipa Galvanis diameter 1 inch |  |  | 0 | Service | 0 | Mtr | "" | "" | 0 | 0 | Material | N | N | N
7910 | 121112-0000 | Pekerjaan Memasang Pipa Galvanis diameter 1/2 inch |  |  | 0 | Service | 0 | Mtr | "" | "" | 0 | 0 | Material | N | N | N
7913 | 121115-0000 | Pekerjaan Memasang Pipa Galvanis diameter 11/2 inch |  |  | 0 | Service | 0 | Mtr | "" | "" | 0 | 0 | Material | N | N | N
7914 | 121116-0000 | Pekerjaan Memasang Pipa Galvanis diameter 3 inch |  |  | 0 | Service | 0 | Mtr | "" | "" | 0 | 0 | Material | N | N | N
7911 | 121113-0000 | Pekerjaan Memasang Pipa Galvanis diameter 3/4 inch |  |  | 0 | Service | 0 | Mtr | "" | "" | 0 | 0 | Material | N | N | N
7915 | 121117-0000 | Pekerjaan Memasang Pipa Galvanis diameter 4 inch |  |  | 0 | Service | 0 | Mtr | "" | "" | 0 | 0 | Material | N | N | N
7918 | 121120-0000 | Pekerjaan Memasang Pipa PVC tipe AW diameter 1 inch |  |  | 0 | Service | 0 | Mtr | "" | "" | 0 | 0 | Material | N | N | N
7916 | 121118-0000 | Pekerjaan Memasang Pipa PVC tipe AW diameter 1/2 inch |  |  | 0 | Service | 0 | Mtr | "" | "" | 0 | 0 | Material | N | N | N
7919 | 121121-0000 | Pekerjaan Memasang Pipa PVC tipe AW diameter 11/2 inch |  |  | 0 | Service | 57000 | Mtr | IDR | "" | 0 | 0 | Material | N | N | N
7920 | 121122-0000 | Pekerjaan Memasang Pipa PVC tipe AW diameter 2 inch |  |  | 0 | Service | 0 | Mtr | "" | "" | 0 | 0 | Material | N | N | N
7921 | 121123-0000 | Pekerjaan Memasang Pipa PVC tipe AW diameter 21/2 inch |  |  | 0 | Service | 0 | Mtr | "" | "" | 0 | 0 | Material | N | N | N
7922 | 121124-0000 | Pekerjaan Memasang Pipa PVC tipe AW diameter 3 inch |  |  | 0 | Service | 55000 | Mtr | IDR | "" | 0 | 0 | Material | N | N | N
7917 | 121119-0000 | Pekerjaan Memasang Pipa PVC tipe AW diameter 3/4 inch |  |  | 0 | Service | 0 | Mtr | "" | "" | 0 | 0 | Material | N | N | N
7923 | 121125-0000 | Pekerjaan Memasang Pipa PVC tipe AW diameter 4 inch |  |  | 0 | Service | 2850 | Mtr | IDR | "" | 0 | 0 | Material | N | N | N
7780 | 123033-0000 | Pekerjaan Memasang PVC Waterstop lebar 150 mm |  |  | 0 | Service | 0 | Mtr | "" | "" | 0 | 0 | Material | N | N | N
7781 | 123034-0000 | Pekerjaan Memasang PVC Waterstop lebar 200 mm |  |  | 0 | Service | 45000 | Mtr | IDR | "" | 0 | 0 | Material | N | N | N
7782 | 123035-0000 | Pekerjaan Memasang PVC Waterstop lebar 230 mm |  |  | 0 | Service | 0 | Mtr | "" | "" | 0 | 0 | Material | N | N | N
7783 | 123036-0000 | Pekerjaan Memasang PVC Waterstop lebar 250 mm |  |  | 0 | Service | 0 | Mtr | "" | "" | 0 | 0 | Material | N | N | N
7784 | 123037-0000 | Pekerjaan Memasang PVC Waterstop lebar 300 mm |  |  | 0 | Service | 0 | Mtr | "" | "" | 0 | 0 | Material | N | N | N
7785 | 123038-0000 | Pekerjaan Memasang PVC Waterstop lebar 320 mm |  |  | 0 | Service | 0 | Mtr | "" | "" | 0 | 0 | Material | N | N | N
7901 | 121103-0000 | Pekerjaan Memasang Urinoir Porselen |  |  | 0 | Service | 0 | Set | "" | "" | 0 | 0 | Material | N | N | N
7902 | 121104-0000 | Pekerjaan Memasang Wastafel |  |  | 0 | Service | 0 | Set | "" | "" | 0 | 0 | Material | N | N | N
7793 | 124008-0000 | Pekerjaan Membuat Beton (Site Mix) 1 Pc : 1.5Ps : 2.5 Split |  |  | 0 | Service | 0 | M3 | "" | "" | 0 | 0 | Material | N | N | N
7792 | 124007-0000 | Pekerjaan Membuat Beton (Site Mix) 1 Pc : 1.5Ps : 3 Split |  |  | 0 | Service | 0 | M3 | "" | "" | 0 | 0 | Material | N | N | N
7794 | 124009-0000 | Pekerjaan Membuat Beton (Site Mix) 1 Pc : 1Ps : 1 Split |  |  | 0 | Service | 0 | M3 | "" | "" | 0 | 0 | Material | N | N | N
7790 | 124005-0000 | Pekerjaan Membuat Beton (Site Mix) 1 Pc : 2Ps : 3 Split |  |  | 0 | Service | 350000 | M3 | IDR | "" | 300000 | 0 | Material | N | N | N
7791 | 124006-0000 | Pekerjaan Membuat Beton (Site Mix) 1 Pc : 2Ps : 4 Split |  |  | 0 | Service | 600000 | M3 | IDR | "" | 0 | 0 | Material | N | N | N
8279 | 124024-0000 | Pekerjaan Membuat Beton Bertulang 1Pc, 2 Ps, 3 Split dengan (125 kg Pembesian) |  | 2013-08-01 09:41:32 | 0 | M3 | 0 | 0000 | IDR | General | 0 | 10101 | Material | N | N | N | ""
8253 | 124023-0000 | Pekerjaan Membuat Beton Bertulang 1Pc,2 Ps,3 Split dengan (125 kg Pembesian) |  | 2013-07-28 09:41:35 | 0 | M3 | 0 | 0000 | IDR | General | 0 | 9991 | Material | N | N | N | ""
7795 | 124010-0000 | Pekerjaan Membuat Beton Kedap Air dengan Strorox - 100 |  |  | 0 | Service | 0 | M3 | "" | "" | 0 | 0 | Material | N | N | N
7786 | 124001-0000 | Pekerjaan Membuat Lantai Kerja Beton Tumbuk 1 Pc : 3 Ps : 5 Krl |  |  | 0 | Service | 45000 | M2 | IDR | "" | 0 | 0 | Material | N | N | N
7787 | 124002-0000 | Pekerjaan Membuat Lantai Kerja Beton Tumbuk 1 Pc : 3 Ps : 6 Krl |  |  | 0 | Service | 0 | M3 | "" | "" | 0 | 0 | Material | N | N | N
7788 | 124003-0000 | Pekerjaan Membuat Lantai Kerja Beton Tumbuk 1 Pc : 4 Ps : 6 Krl |  |  | 0 | Service | 0 | M3 | "" | "" | 0 | 0 | Material | N | N | N
12670 | 129471-0000 | Pekerjaan Membuat Lantai Kerja Beton Tumbuk 1 PC, 3 Sand, 5 Split |  | 2025-06-24 18:11:43 | 0 | M3 | 41984 | 0000 | IDR | General | 0 | 0 | Material | N | N | N | ""
7789 | 124004-0000 | Pekerjaan Membuat Tiang Pancang Prestressed Beton |  |  | 0 | Service | 0 | M3 | "" | "" | 0 | 0 | Material | N | N | N
9331 | 129107-0000 | Pekerjaan Menara pemantau |  | 2014-06-13 14:29:52 | 0 | Unit | 0 | 0000 | IDR | General | 0 | 0 | Material | N | N | N | ""
7958 | 121160-0000 | Pekerjaan Mendempul dan Menggosok Kayu |  |  | 0 | Service | 0 | M2 | "" | "" | 0 | 0 | Material | N | N | N
7959 | 121161-0000 | Pekerjaan Mengecatan Bidang Kayu Baru ( 1 Lapis Plamir ), 1 Lapis Cat Dasar, 2 Lapis Cat Penutup |  |  | 0 | Service | 0 | M2 | "" | "" | 0 | 0 | Material | N | N | N
7951 | 121153-0000 | Pekerjaan Mengerok Karat dan Cat Lama dengan Sand blasting dgn Tingkat Kebersihan Sa 21/2. |  |  | 0 | Service | 0 | M2 | "" | "" | 0 | 0 | Material | N | N | N
7950 | 121152-0000 | Pekerjaan Mengerok Karat dan Cat Lama Permukaan Baja dengan Cara Manual |  |  | 0 | Service | 0 | M2 | "" | "" | 0 | 0 | Material | N | N | N
7947 | 121149-0000 | Pekerjaan Mengikis / Mengerok Permukaan Cat Tembok Lama |  |  | 0 | Service | 0 | M2 | "" | "" | 0 | 0 | Material | N | N | N
9107 | 129083-0000 | Pekerjaan metal work gates |  | 2014-03-14 16:27:15 | 0 | Ls | 0 | 0000 | IDR | General | 0 | 11633 | Material | N | N | N | ""
12225 | 129450-0000 | Pekerjaan Pasang & Bongkar Bekisting |  | 2023-03-25 16:33:12 | 0 | M2 | 85000 | 0000 | IDR | General | 0 | 0 | Material | N | N | N | ""
11730 | 129400-0000 | Pekerjaan Pasang & Bongkar Bekisting Horizontal |  | 2021-01-15 15:23:40 | 0 | M2 | 40000 | 0000 | IDR | General | 0 | 0 | Material | N | N | N | ""
11731 | 129401-0000 | Pekerjaan Pasang & Bongkar Bekisting Kepalan (kepala kolom, RW, CW dll) |  | 2021-01-15 15:27:11 | 0 | M2 | 80000 | 0000 | IDR | General | 0 | 0 | Material | N | N | N | ""
11733 | 129403-0000 | Pekerjaan Pasang & Bongkar Bekisting Perancah di atas 5 m |  | 2021-01-15 15:34:28 | 0 | M2 | 5000 | 0000 | IDR | General | 0 | 0 | Material | N | N | N | ""
11732 | 129402-0000 | Pekerjaan Pasang & Bongkar Bekisting shaft, gutter, block out,openning, stop cor,drop elevasi |  | 2021-01-15 15:30:46 | 0 | M2 | 25000 | 0000 | IDR | General | 0 | 0 | Material | N | N | N | ""
11729 | 129399-0000 | Pekerjaan Pasang & Bongkar Bekisting Vertikal Diding, Parapet |  | 2021-01-15 15:19:54 | 0 | M2 | 38500 | 0000 | IDR | General | 0 | 0 | Material | N | N | N | ""
11728 | 129398-0000 | Pekerjaan Pasang & BongkarBekisting vertikal (kecuali dinding dan parapet) |  | 2021-01-15 15:15:27 | 0 | M2 | 31500 | 0000 | IDR | General | 0 | 0 | Material | N | N | N | ""
9329 | 129105-0000 | Pekerjaan pasang bronjong batas tanah warga di atas bendung |  | 2014-06-13 14:27:32 | 0 | M3 | 0 | 0000 | IDR | General | 0 | 0 | Material | N | N | N | ""
9328 | 129104-0000 | Pekerjaan pasang bronjong pada sisi sungai di atas bendung |  | 2014-06-13 14:25:58 | 0 | M3 | 0 | 0000 | IDR | General | 0 | 0 | Material | N | N | N | ""
9330 | 129106-0000 | Pekerjaan pasang bronjong perkuatan tanah area disposal Cross Drain-A |  | 2014-06-13 14:28:37 | 0 | M3 | 0 | 0000 | IDR | General | 0 | 0 | Material | N | N | N | ""
7938 | 121140-0000 | Pekerjaan Pasang Door Closer |  |  | 0 | Service | 0 | Pcs | "" | "" | 0 | 0 | Material | N | N | N
7941 | 121143-0000 | Pekerjaan Pasang Door Stop |  |  | 0 | Service | 0 | Pcs | "" | "" | 0 | 0 | Material | N | N | N
7935 | 121137-0000 | Pekerjaan Pasang Engsel Angin |  |  | 0 | Service | 0 | Pcs | "" | "" | 0 | 0 | Material | N | N | N
7934 | 121136-0000 | Pekerjaan Pasang Engsel Jendela Kupu - kupu |  |  | 0 | Service | 0 | Pcs | "" | "" | 0 | 0 | Material | N | N | N
7933 | 121135-0000 | Pekerjaan Pasang Engsel Pintu |  |  | 0 | Service | 0 | Pcs | "" | "" | 0 | 0 | Material | N | N | N
7946 | 121148-0000 | Pekerjaan Pasang Kaca, tebal 12 mm |  |  | 0 | Service | 0 | M2 | "" | "" | 0 | 0 | Material | N | N | N
7943 | 121145-0000 | Pekerjaan Pasang Kaca, tebal 3 mm |  |  | 0 | Service | 30000 | M2 | IDR | "" | 0 | 0 | Material | N | N | N
7944 | 121146-0000 | Pekerjaan Pasang Kaca, tebal 5 mm |  |  | 0 | Service | 0 | M2 | "" | "" | 0 | 0 | Material | N | N | N
7945 | 121147-0000 | Pekerjaan Pasang Kaca, tebal 8 mm |  |  | 0 | Service | 0 | M2 | "" | "" | 0 | 0 | Material | N | N | N
7937 | 121139-0000 | Pekerjaan Pasang Kait angin |  |  | 0 | Service | 0 | Pcs | "" | "" | 0 | 0 | Material | N | N | N
7931 | 121133-0000 | Pekerjaan Pasang Kunci Handle |  |  | 0 | Service | 62234 | Set | IDR | "" | 0 | 0 | Material | N | N | N
7930 | 121132-0000 | Pekerjaan Pasang Kunci Handle Anti Panic Door |  |  | 0 | Service | 5000 | Set | IDR | "" | 0 | 0 | Material | N | N | N
7939 | 121141-0000 | Pekerjaan Pasang Kunci Selot |  |  | 0 | Service | 0 | Pcs | "" | "" | 0 | 0 | Material | N | N | N
7932 | 121134-0000 | Pekerjaan Pasang Kunci Silinder |  |  | 0 | Service | 0 | Set | "" | "" | 0 | 0 | Material | N | N | N
7940 | 121142-0000 | Pekerjaan Pasang Pegangan Pintu / Door Holder |  |  | 0 | Service | 0 | Set | "" | "" | 0 | 0 | Material | N | N | N
9913 | 323131-0000 | pekerjaan Pasang press klem utk GSW 55 |  | 2015-06-19 14:54:07 | 0 | Pcs | 260000 | 0000 | IDR | General | 0 | 0 | Material | N | N | N | ""
7942 | 121144-0000 | Pekerjaan Pasang Rel Pintu Dorong |  |  | 0 | Service | 0 | Set | "" | "" | 0 | 0 | Material | N | N | N
7936 | 121138-0000 | Pekerjaan Pasang Spring Knip |  |  | 0 | Service | 0 | Pcs | "" | "" | 0 | 0 | Material | N | N | N
7875 | 127017-0000 | Pekerjaan Pasangan Alluminium Foil / Sisalation |  |  | 0 | Service | 0 | M2 | "" | "" | 0 | 0 | Material | N | N | N
7864 | 127006-0000 | Pekerjaan Pasangan Atap Asbes Gelombang |  |  | 0 | Service | 0 | M2 | "" | "" | 0 | 0 | Material | N | N | N
7866 | 127008-0000 | Pekerjaan Pasangan Atap Fiber Glass/ Acrilic Gelombang |  |  | 0 | Service | 0 | M2 | "" | "" | 0 | 0 | Material | N | N | N
7861 | 127003-0000 | Pekerjaan Pasangan Atap Genteng Beton |  |  | 0 | Service | 0 | M2 | "" | "" | 0 | 0 | Material | N | N | N
7862 | 127004-0000 | Pekerjaan Pasangan Atap Genteng GRC |  |  | 0 | Service | 3500312.5 | M2 | IDR | "" | 0 | 0 | Material | N | N | N
7860 | 127002-0000 | Pekerjaan Pasangan Atap Genteng Keramik Kodok/ Ukuran Besar |  |  | 0 | Service | 0 | M2 | "" | "" | 0 | 0 | Material | N | N | N
7859 | 127001-0000 | Pekerjaan Pasangan Atap Genteng Keramik Palentong/ Ukuran Kecil |  |  | 0 | Service | 0 | M2 | "" | "" | 0 | 0 | Material | N | N | N
7865 | 127007-0000 | Pekerjaan Pasangan Atap Metal/ Seng Gelombang |  |  | 0 | Service | 25000 | M2 | IDR | "" | 0 | 0 | Material | N | N | N
7863 | 127005-0000 | Pekerjaan Pasangan Atap Sirap |  |  | 0 | Service | 0 | M2 | "" | "" | 0 | 0 | Material | N | N | N
7750 | 123003-0000 | Pekerjaan Pasangan Bata Merah 1Pc : 3Ps 1 Bata |  |  | 0 | Service | 50000 | M2 | IDR | "" | 0 | 0 | Material | N | N | N
7752 | 123005-0000 | Pekerjaan Pasangan Bata Merah 1Pc : 3Ps 1/2 Bata |  |  | 0 | Service | 0 | M2 | "" | "" | 0 | 0 | Material | N | N | N
7751 | 123004-0000 | Pekerjaan Pasangan Bata Merah 1Pc : 5Ps 1 Bata |  |  | 0 | Service | 0 | M2 | "" | "" | 0 | 0 | Material | N | N | N
7753 | 123006-0000 | Pekerjaan Pasangan Bata Merah 1Pc : 5Ps 1/2 Bata |  |  | 0 | Service | 0 | M2 | "" | "" | 0 | 0 | Material | N | N | N
7748 | 123001-0000 | Pekerjaan Pasangan Batu kali 1 Pc : 3Ps |  |  | 0 | Service | 250000 | M3 | IDR | "" | 0 | 0 | Material | N | N | N
7749 | 123002-0000 | Pekerjaan Pasangan Batu kali 1 Pc : 5Ps |  |  | 0 | Service | 0 | M3 | "" | "" | 0 | 0 | Material | N | N | N
11725 | 129395-0000 | Pekerjaan Pasangan Bekisting Horizontal (convensional, Side & Boat Beam) |  | 2021-01-15 14:52:35 | 0 | M2 | 10000 | 0000 | IDR | General | 0 | 0 | Material | N | N | N | ""
11726 | 129396-0000 | Pekerjaan Pasangan Bekisting Horizontgal Table Form (Balok & Plat Full System) |  | 2021-01-15 14:59:23 | 0 | M2 | 15000 | 0000 | IDR | General | 0 | 0 | Material | N | N | N | ""
11727 | 129397-0000 | Pekerjaan Pasangan Bekisting Shaft, Gutter, Blockout, Openning, Stop Cor, Drop Elevasi,Plat Form (lantai kerja CW/SW) |  | 2021-01-15 15:07:37 | 0 | M2 | 120000 | 0000 | IDR | General | 0 | 0 | Material | N | N | N | ""
7799 | 124014-0000 | Pekerjaan Pasangan Bekisting Umum |  |  | 0 | Service | 35000 | M2 | IDR | "" | 0 | 0 | Material | N | N | N
7804 | 124019-0000 | Pekerjaan Pasangan Bekisting untuk Balok |  |  | 0 | Service | 2400000 | M2 | IDR | "" | 0 | 0 | Material | N | N | N
7806 | 124021-0000 | Pekerjaan Pasangan Bekisting untuk Dinding |  |  | 0 | Service | 10000 | M2 | IDR | "" | 0 | 0 | Material | N | N | N
7803 | 124018-0000 | Pekerjaan Pasangan Bekisting untuk Kolom |  |  | 0 | Service | 20000 | M2 | IDR | "" | 0 | 0 | Material | N | N | N
11764 | 129420-0000 | Pekerjaan Pasangan Bekisting untuk Pilecap |  | 2021-02-02 17:09:41 | 0 | M2 | 8500 | 0000 | IDR | General | 0 | 0 | Material | N | N | N | ""
7801 | 124016-0000 | Pekerjaan Pasangan Bekisting untuk Pondasi |  |  | 0 | Service | 35000 | M2 | IDR | "" | 30000 | 0 | Material | N | N | N
7802 | 124017-0000 | Pekerjaan Pasangan Bekisting untuk Sloof |  |  | 0 | Service | 0 | M2 | "" | "" | 0 | 0 | Material | N | N | N
7807 | 124022-0000 | Pekerjaan Pasangan Bekisting untuk Tangga |  |  | 0 | Service | 44500 | M2 | IDR | "" | 0 | 0 | Material | N | N | N
7835 | 126005-0000 | Pekerjaan Pasangan Bouvenlight Kayu Standar |  |  | 0 | Service | 100000 | Pcs | IDR | "" | 0 | 0 | Material | N | N | N
7871 | 127013-0000 | Pekerjaan Pasangan Bubung Atap Asbes |  |  | 0 | Service | 0 | Mtr | "" | "" | 0 | 0 | Material | N | N | N
7874 | 127016-0000 | Pekerjaan Pasangan Bubung Atap Fiber Glass/ Acrilic |  |  | 0 | Service | 0 | Mtr | "" | "" | 0 | 0 | Material | N | N | N
7872 | 127014-0000 | Pekerjaan Pasangan Bubung Atap GRC |  |  | 0 | Service | 0 | Mtr | "" | "" | 0 | 0 | Material | N | N | N
7873 | 127015-0000 | Pekerjaan Pasangan Bubung Atap Metal/ Seng |  |  | 0 | Service | 0 | Mtr | "" | "" | 0 | 0 | Material | N | N | N
7869 | 127011-0000 | Pekerjaan Pasangan Bubung Genteng Beton |  |  | 0 | Service | 0 | Mtr | "" | "" | 0 | 0 | Material | N | N | N
7868 | 127010-0000 | Pekerjaan Pasangan Bubung Genteng Keramik Kodok |  |  | 0 | Service | 0 | Mtr | "" | "" | 0 | 0 | Material | N | N | N
7867 | 127009-0000 | Pekerjaan Pasangan Bubung Genteng Keramik Palentong |  |  | 0 | Service | 0 | Mtr | "" | "" | 0 | 0 | Material | N | N | N
7870 | 127012-0000 | Pekerjaan Pasangan Bubung Sirap Kayu |  |  | 0 | Service | 0 | Mtr | "" | "" | 0 | 0 | Material | N | N | N
7838 | 126008-0000 | Pekerjaan Pasangan Daun Jendela dan Kaca Standar 1 (Kecil) |  |  | 0 | Service | 0 | Pcs | "" | "" | 0 | 0 | Material | N | N | N
7839 | 126009-0000 | Pekerjaan Pasangan Daun Jendela dan Kaca Standar 2 (Besar) |  |  | 0 | Service | 0 | Pcs | "" | "" | 0 | 0 | Material | N | N | N
7837 | 126007-0000 | Pekerjaan Pasangan Daun Pintu Kayu (Double Swing) |  |  | 0 | Service | 0 | Pcs | "" | "" | 0 | 0 | Material | N | N | N
7836 | 126006-0000 | Pekerjaan Pasangan Daun Pintu Kayu (Single Swing) |  |  | 0 | Service | 0 | Pcs | "" | "" | 0 | 0 | Material | N | N | N
7826 | 125019-0000 | Pekerjaan Pasangan Dinding Bata Klinker 5 x 5 x 24 cm |  |  | 0 | Service | 45000 | M2 | IDR | "" | 0 | 0 | Material | N | N | N
7827 | 125020-0000 | Pekerjaan Pasangan Dinding Batu Paros |  |  | 0 | Service | 0 | M2 | "" | "" | 0 | 0 | Material | N | N | N
7828 | 125021-0000 | Pekerjaan Pasangan Dinding Batu Tempel Arsitektur |  |  | 0 | Service | 0 | M2 | "" | "" | 0 | 0 | Material | N | N | N
7824 | 125017-0000 | Pekerjaan Pasangan Dinding Keramik 20 x 25 cm, |  |  | 0 | Service | 20000 | M2 | IDR | "" | 0 | 0 | Material | N | N | N
7825 | 125018-0000 | Pekerjaan Pasangan Dinding Keramik 40 x 60 cm, |  |  | 0 | Service | 0 | M2 | "" | "" | 0 | 0 | Material | N | N | N
7830 | 125023-0000 | Pekerjaan Pasangan Floor Hardener |  |  | 0 | M2 | 45000 | M2 | IDR | "" | 0 | 0 | Material | N | N | N
7840 | 126010-0000 | Pekerjaan Pasangan Jalusi/ Ventilasi Kayu dan Kaca Standar |  |  | 0 | Service | 0 | Pcs | "" | "" | 0 | 0 | Material | N | N | N
7887 | 129007-0000 | Pekerjaan Pasangan Jendela Besi Tahan Api dan Rangka |  |  | 0 | Service | 0 | M2 | "" | "" | 0 | 0 | Material | N | N | N
7885 | 129005-0000 | Pekerjaan Pasangan Jendela Besi/ Baja dan Rangka |  |  | 0 | Service | 0 | M2 | "" | "" | 0 | 0 | Material | N | N | N
7894 | 129014-0000 | Pekerjaan Pasangan Jendela Kaca dan Frame Allumunium |  |  | 0 | Service | 800000 | M2 | IDR | "" | 0 | 0 | Material | N | N | N
7898 | 129018-0000 | Pekerjaan Pasangan Jendela Nako dan Tralis |  |  | 0 | Service | 0 | M2 | "" | "" | 0 | 0 | Material | N | N | N
7843 | 126013-0000 | Pekerjaan Pasangan Kaso + Reng Atap Genteng Konvensional |  |  | 0 | Service | 0 | M2 | "" | "" | 0 | 0 | Material | N | N | N
7844 | 126014-0000 | Pekerjaan Pasangan Kaso + Reng Atap Sirap Kayu |  |  | 0 | Service | 0 | M2 | "" | "" | 0 | 0 | Material | N | N | N
7896 | 129016-0000 | Pekerjaan Pasangan Kawat Harmonika (Chain Link) |  |  | 0 | Service | 0 | M2 | "" | "" | 0 | 0 | Material | N | N | N
7897 | 129017-0000 | Pekerjaan Pasangan Kawat Kassa |  |  | 0 | Service | 0 | M2 | "" | "" | 0 | 0 | Material | N | N | N
7841 | 126011-0000 | Pekerjaan Pasangan Konstruksi Atap Kuda-kuda Konvensional |  |  | 0 | Service | 0 | M3 | "" | "" | 0 | 0 | Material | N | N | N
7842 | 126012-0000 | Pekerjaan Pasangan Konstruksi Atap Kuda-kuda Truss |  |  | 0 | Service | 0 | M3 | "" | "" | 0 | 0 | Material | N | N | N
7857 | 126027-0000 | Pekerjaan Pasangan Konstruksi Lantai Kayu |  |  | 0 | Service | 0 | M3 | "" | "" | 0 | 0 | Material | N | N | N
7856 | 126026-0000 | Pekerjaan Pasangan Konstruksi Rangka Lantai Kayu |  |  | 0 | Service | 0 | M3 | "" | "" | 0 | 0 | Material | N | N | N
7858 | 126028-0000 | Pekerjaan Pasangan Konstruksi Struktur Rangka Kayu |  |  | 0 | Service | 0 | M3 | "" | "" | 0 | 0 | Material | N | N | N
7892 | 129012-0000 | Pekerjaan Pasangan Kusen Allumunium |  |  | 0 | Service | 9010700 | Mtr | IDR | "" | 0 | 0 | Material | N | N | N
7833 | 126003-0000 | Pekerjaan Pasangan Kusen Jendela Kayu Standar 1 (Kecil) |  |  | 0 | Service | 2500000 | Pcs | IDR | "" | 0 | 0 | Material | N | N | N
7834 | 126004-0000 | Pekerjaan Pasangan Kusen Jendela Kayu Standar 2 (Besar) |  |  | 0 | Service | 0 | Pcs | "" | "" | 0 | 0 | Material | N | N | N
7832 | 126002-0000 | Pekerjaan Pasangan Kusen Pintu Kayu (Double Swing) |  |  | 0 | Service | 0 | Pcs | "" | "" | 0 | 0 | Material | N | N | N
7831 | 126001-0000 | Pekerjaan Pasangan Kusen Pintu Kayu (Single Swing) |  |  | 0 | Service | 0 | Pcs | "" | "" | 0 | 0 | Material | N | N | N
7877 | 128002-0000 | Pekerjaan Pasangan Langit - langit Akustik 6 mm |  |  | 0 | Service | 0 | M2 | "" | "" | 0 | 0 | Material | N | N | N
7880 | 128005-0000 | Pekerjaan Pasangan Langit - langit Asbes 6 mm |  |  | 0 | Service | 0 | M2 | "" | "" | 0 | 0 | Material | N | N | N
7876 | 128001-0000 | Pekerjaan Pasangan Langit - langit Gypsum 6 mm |  |  | 0 | Service | 88400 | M2 | IDR | "" | 0 | 0 | Material | N | N | N
7878 | 128003-0000 | Pekerjaan Pasangan Langit - langit Plywood 4 mm |  |  | 0 | Service | 0 | M2 | "" | "" | 0 | 0 | Material | N | N | N
7879 | 128004-0000 | Pekerjaan Pasangan Langit - langit Plywood 6 mm |  |  | 0 | Service | 0 | M2 | "" | "" | 0 | 0 | Material | N | N | N
7822 | 125015-0000 | Pekerjaan Pasangan Lantai Karpet |  |  | 0 | Service | 0 | M2 | "" | "" | 0 | 0 | Material | N | N | N
7813 | 125006-0000 | Pekerjaan Pasangan Lantai Marmer/ Tera, ukuran 40 x 40 cm |  |  | 0 | Service | 0 | M2 | "" | "" | 0 | 0 | Material | N | N | N
7812 | 125005-0000 | Pekerjaan Pasangan Lantai Marmer/ Tera, ukuran 60 x 60 cm |  |  | 0 | Service | 0 | M2 | "" | "" | 0 | 0 | Material | N | N | N
7821 | 125014-0000 | Pekerjaan Pasangan Lantai Parquet Jati |  |  | 0 | Service | 0 | M2 | "" | "" | 0 | 0 | Material | N | N | N
7811 | 125004-0000 | Pekerjaan Pasangan Lantai Ubin/ Keramik, ukuran 20 x 20 cm |  |  | 0 | Service | 57000 | M2 | IDR | "" | 0 | 0 | Material | N | N | N
7810 | 125003-0000 | Pekerjaan Pasangan Lantai Ubin/ Keramik, ukuran 30 x 30 cm |  |  | 0 | Service | 20000 | M2 | IDR | "" | 0 | 0 | Material | N | N | N
7809 | 125002-0000 | Pekerjaan Pasangan Lantai Ubin/ Keramik, ukuran 40 x 40 cm |  |  | 0 | Service | 57000 | M2 | IDR | "" | 0 | 0 | Material | N | N | N
7808 | 125001-0000 | Pekerjaan Pasangan Lantai Ubin/ Keramik, ukuran 60 x 60 cm |  |  | 0 | Service | 75000 | M2 | IDR | "" | 0 | 0 | Material | N | N | N
7820 | 125013-0000 | Pekerjaan Pasangan Lantai Vinyl Karet 30 x 30 cm |  |  | 0 | Service | 0 | M2 | "" | "" | 0 | 0 | Material | N | N | N
7851 | 126021-0000 | Pekerjaan Pasangan Lisplank Kayu, 1x( 3 x 20 ) cm |  |  | 0 | Service | 175000 | Mtr | IDR | "" | 0 | 0 | Material | N | N | N
7852 | 126022-0000 | Pekerjaan Pasangan Lisplank Kayu, 1x( 3 x 30 ) cm |  |  | 0 | Service | 0 | Mtr | "" | "" | 0 | 0 | Material | N | N | N
7853 | 126023-0000 | Pekerjaan Pasangan Lisplank Kayu, 2x( 3 x 20 ) cm |  |  | 0 | Service | 0 | Mtr | "" | "" | 0 | 0 | Material | N | N | N
7854 | 126024-0000 | Pekerjaan Pasangan Lisplank Kayu, 2x( 3 x 30 ) cm |  |  | 0 | Service | 0 | Mtr | "" | "" | 0 | 0 | Material | N | N | N
7855 | 126025-0000 | Pekerjaan Pasangan List Plapond Kayu Profile |  |  | 0 | Service | 23000 | Mtr | IDR | "" | 0 | 0 | Material | N | N | N
7886 | 129006-0000 | Pekerjaan Pasangan Pintu Besi Tahan Api dan Rangka |  |  | 0 | Service | 15000 | M2 | IDR | "" | 0 | 0 | Material | N | N | N
7890 | 129010-0000 | Pekerjaan Pasangan Pintu Allumunium dan Rangka |  |  | 0 | Service | 0 | M2 | "" | "" | 0 | 0 | Material | N | N | N
7884 | 129004-0000 | Pekerjaan Pasangan Pintu Besi/ Baja dan Rangka |  |  | 0 | Service | 250000 | M2 | IDR | "" | 0 | 0 | Material | N | N | N
7888 | 129008-0000 | Pekerjaan Pasangan Pintu Gulung Besi (Rolling Door) dan Rangka |  |  | 0 | Service | 555555.56 | M2 | IDR | "" | 0 | 0 | Material | N | N | N
7893 | 129013-0000 | Pekerjaan Pasangan Pintu Kaca dan Frame Allumunium |  |  | 0 | Service | 13000000 | M2 | IDR | "" | 0 | 0 | Material | N | N | N
7889 | 129009-0000 | Pekerjaan Pasangan Pintu Lipat Besi dan Rangka |  |  | 0 | Service | 0 | M2 | "" | "" | 0 | 0 | Material | N | N | N
7891 | 129011-0000 | Pekerjaan Pasangan Pintu Suncreen Allumunium |  |  | 0 | Service | 0 | M2 | "" | "" | 0 | 0 | Material | N | N | N
7818 | 125011-0000 | Pekerjaan Pasangan Plint Marmer/ Tera, ukuran 10 x 40 cm |  |  | 0 | Service | 0 | M2 | "" | "" | 0 | 0 | Material | N | N | N
7819 | 125012-0000 | Pekerjaan Pasangan Plint Marmer/ Tera, ukuran 10 x 60 cm |  |  | 0 | Service | 0 | M2 | "" | "" | 0 | 0 | Material | N | N | N
7814 | 125007-0000 | Pekerjaan Pasangan Plint Ubin/ Keramik, ukuran 10 x 20 cm |  |  | 0 | Service | 0 | M2 | "" | "" | 0 | 0 | Material | N | N | N
7815 | 125008-0000 | Pekerjaan Pasangan Plint Ubin/ Keramik, ukuran 10 x 30 cm |  |  | 0 | Service | 0 | M2 | "" | "" | 0 | 0 | Material | N | N | N
7816 | 125009-0000 | Pekerjaan Pasangan Plint Ubin/ Keramik, ukuran 10 x 40 cm |  |  | 0 | Service | 20900 | M2 | IDR | "" | 0 | 0 | Material | N | N | N
7817 | 125010-0000 | Pekerjaan Pasangan Plint Ubin/ Keramik, ukuran 10 x 60 cm |  |  | 0 | Service | 0 | M2 | "" | "" | 0 | 0 | Material | N | N | N
7881 | 129001-0000 | Pekerjaan Pasangan Rangka Atap Baja |  |  | 0 | Service | 490000000 | Kg | IDR | "" | 0 | 0 | Material | N | N | N
7882 | 129002-0000 | Pekerjaan Pasangan Rangka Atap Baja Ringan (Truss) |  |  | 0 | Service | 70000 | M2 | IDR | "" | 0 | 0 | Material | N | N | N
7845 | 126015-0000 | Pekerjaan Pasangan Rangka Langit - langit Kayu, (100 x 100) cm |  |  | 0 | Service | 0 | M2 | "" | "" | 0 | 0 | Material | N | N | N
7850 | 126020-0000 | Pekerjaan Pasangan Rangka Langit - langit Kayu, (40 x 40) cm |  |  | 0 | Service | 0 | M2 | "" | "" | 0 | 0 | Material | N | N | N
7849 | 126019-0000 | Pekerjaan Pasangan Rangka Langit - langit Kayu, (50 x 50) cm |  |  | 0 | Service | 0 | M2 | "" | "" | 0 | 0 | Material | N | N | N
7848 | 126018-0000 | Pekerjaan Pasangan Rangka Langit - langit Kayu, (50 x 100) cm |  |  | 0 | Service | 0 | M2 | "" | "" | 0 | 0 | Material | N | N | N
7847 | 126017-0000 | Pekerjaan Pasangan Rangka Langit - langit Kayu, (60 x 100) cm |  |  | 0 | Service | 0 | M2 | "" | "" | 0 | 0 | Material | N | N | N
7846 | 126016-0000 | Pekerjaan Pasangan Rangka Langit - langit Kayu, (60 x 120) cm |  |  | 0 | Service | 0 | M2 | "" | "" | 0 | 0 | Material | N | N | N
7800 | 124015-0000 | Pekerjaan Pasangan Stoot Werk |  |  | 0 | Service | 0 | M2 | "" | "" | 0 | 0 | Material | N | N | N
7883 | 129003-0000 | Pekerjaan Pasangan Struktur Rangka Ruang Baja (Space) |  |  | 0 | Service | 0 | Kg | "" | "" | 0 | 0 | Material | N | N | N
7928 | 121130-0000 | Pekerjaan Pasangan Talang PVC (Gutter Rain), W 140 |  |  | 0 | Service | 2850 | Mtr | IDR | "" | 0 | 0 | Material | N | N | N
7929 | 121131-0000 | Pekerjaan Pasangan Talang PVC 1/2 Lingkaran diameter 10 cm, |  |  | 0 | Service | 28500 | Mtr | IDR | "" | 0 | 0 | Material | N | N | N
7895 | 129015-0000 | Pekerjaan Pasangan Tralis Besi |  |  | 0 | Service | 0 | M2 | "" | "" | 0 | 0 | Material | N | N | N
7823 | 125016-0000 | Pekerjaan Pasangan Underlyer, tebal 6 mm |  |  | 0 | Service | 0 | M2 | "" | "" | 0 | 0 | Material | N | N | N
7829 | 125022-0000 | Pekerjaan Pasangan Wall Covering (Wall Paper) lebar 50 cm |  |  | 0 | Service | 25000 | M2 | IDR | "" | 0 | 0 | Material | N | N | N
7962 | 121164-0000 | Pekerjaan Pelaburan Bidang Kayu dengan Cat Residu dan Ter |  |  | 0 | Service | 0 | M2 | "" | "" | 0 | 0 | Material | N | N | N
7961 | 121163-0000 | Pekerjaan Pelaburan Bidang Kayu dengan Pelitur |  |  | 0 | Service | 0 | M2 | "" | "" | 0 | 0 | Material | N | N | N
7960 | 121162-0000 | Pekerjaan Pelaburan Bidang Kayu dengan Teak Oil |  |  | 0 | Service | 0 | M2 | "" | "" | 0 | 0 | Material | N | N | N
7963 | 121165-0000 | Pekerjaan Pelaburan Bidang Kayu dengan Vernis |  |  | 0 | Service | 0 | M2 | "" | "" | 0 | 0 | Material | N | N | N
7771 | 123024-0000 | Pekerjaan Pelesteran Beton 1Pc : 2Ps, tebal 15 mm |  |  | 0 | Service | 0 | M2 | "" | "" | 0 | 0 | Material | N | N | N
7772 | 123025-0000 | Pekerjaan Pelesteran Beton 1Pc : 3Ps, tebal 15 mm |  |  | 0 | Service | 0 | M2 | "" | "" | 0 | 0 | Material | N | N | N
7774 | 123027-0000 | Pekerjaan Pelesteran Ciprat 1 Pc : 2 Ps |  |  | 0 | Service | 0 | M2 | "" | "" | 0 | 0 | Material | N | N | N
7775 | 123028-0000 | Pekerjaan Pelesteran Siar Adukan 1 Pc : 2 Ps |  |  | 0 | Service | 27500 | M2 | IDR | "" | 0 | 0 | Material | N | N | N
7773 | 123026-0000 | Pekerjaan Pelesteran Skoring 1Pc : 2Ps |  |  | 0 | Service | 0 | M2 | "" | "" | 0 | 0 | Material | N | N | N
7776 | 123029-0000 | Pekerjaan Pelesteran Waterfroof Batacote 3 lapis |  |  | 0 | Service | 165000 | M2 | IDR | "" | 0 | 0 | Material | N | N | N
7745 | 122011-0000 | Pekerjaan Pemadatan tanah |  | 2017-08-07 15:54:43 | 0 | M3 | 3000 | M3 | IDR | "" | 0 | 13327 | Material | N | N | N
9306 | 424065-0000 | Pekerjaan Pemasangan / Penarikan Kabel Serat Optik (FO) FTTH Distribusi |  | 2014-06-09 11:47:34 | 0 | Mtr | 0 | 0000 | IDR | General | 0 | 11683 | Material | N | N | N | ""
9307 | 424066-0000 | Pekerjaan Pemasangan / Penarikan Kabel Serat Optik (FO) FTTH Feeder |  | 2014-06-09 11:48:29 | 0 | Mtr | 0 | 0000 | IDR | General | 0 | 11683 | Material | N | N | N | ""
8093 | 421012-0000 | Pekerjaan Pemasangan AC Cab, seal dan Kit |  |  | 0 | Set | 663542 | 0000 | IDR |  | 0 | 0 |  | N | N | N
12107 | 221055-0000 | Pekerjaan Pemasangan Aircraft Warning Lights di konduktor |  | 2022-06-28 11:53:05 | 0 | Set | 150000 | 0000 | IDR | General | 0 | 0 | Material | N | N | N | ""
12186 | 221057-0000 | Pekerjaan Pemasangan Aircraft Warning Lights di Tower |  | 2022-12-05 15:55:08 | 0 | Set | 93000 | 0000 | IDR | General | 0 | 0 | Material | N | N | N | ""
8631 | 129053-0000 | Pekerjaan Pemasangan Aircraft warning spheres ball |  | 2013-10-04 10:30:51 | 0 | Set | 175000 | 0000 | IDR | General | 0 | 11132 | Material | N | N | N | ""
10153 | 424146-0000 | Pekerjaan Pemasangan Aksesoris Kabel FO ADSS 24 core |  | 2016-02-19 10:07:29 | 0 | Set | 5470568 | 0000 | IDR | General | 0 | 0 | Material | N | N | N | ""
10295 | 424160-0000 | Pekerjaan Pemasangan Aksesoris tiang eksisting |  | 2016-09-02 15:07:30 | 0 | Set | 33071 | 0000 | IDR | General | 0 | 0 | Material | N | N | N | ""
8090 | 421009-0000 | Pekerjaan Pemasangan Aksesoris Tiang Telepon (Steel Pole) 7 meter |  |  | 0 | Pcs | 26190 | 0000 | IDR |  | 30890 | 0 |  | N | N | N
8317 | 221002-0000 | Pekerjaan Pemasangan Aluminium Cable Tray W.100 |  | 2013-08-01 11:02:29 | 0 | Mtr | 65000 | 0000 | IDR | General | 0 | 10101 | Material | N | N | N | ""
8630 | 129052-0000 | Pekerjaan Pemasangan Anti climbing guards (1 sets per steelpole) |  | 2013-10-04 10:30:11 | 0 | Twr | 0 | 0000 | IDR | General | 0 | 11132 | Material | N | N | N | ""
8629 | 129051-0000 | Pekerjaan Pemasangan Anti climbing guards (4 sets per tower) |  | 2013-10-04 10:29:30 | 0 | Twr | 104000 | 0000 | IDR | General | 0 | 11132 | Material | N | N | N | ""
9841 | 221026-0000 | Pekerjaan Pemasangan Chemical Anchor Up to M20 |  | 2015-03-11 10:56:13 | 0 | Pcs | 250000 | 0000 | IDR | General | 45000 | 0 | Material | N | N | N | ""
8600 | 323026-0000 | Pekerjaan pemasangan Continuous or cross-connected counterpoise cable 30 m length, 450 mm depth |  | 2013-10-04 10:03:19 | 0 | Set | 0 | 0000 | IDR | General | 0 | 11132 | Material | N | N | N | ""
8627 | 129049-0000 | Pekerjaan Pemasangan Danger Plate with fixing facilities (2 sets per tower) |  | 2013-10-04 10:27:55 | 0 | Twr | 104000 | 0000 | IDR | General | 0 | 11132 | Material | N | N | N | ""
8599 | 323025-0000 | Pekerjaan Pemasangan Earthing angle comprising 4 sets of galvanized steel, lead wire, including all clamps. |  | 2013-10-04 10:01:43 | 0 | Twr | 0 | 0000 | IDR | General | 0 | 11132 | Material | N | N | N | ""
8295 | 423025-0000 | Pekerjaan Pemasangan Fiber Optic Cable Rack 19 Inchi |  | 2013-08-01 10:34:05 | 0 | Set | 0 | 0000 | IDR | General | 0 | 10101 | Material | N | N | N | ""
8334 | 123049-0000 | Pekerjaan Pemasangan Frame Baja untuk Hand Hole ukuran 60x60 cm |  | 2016-02-03 14:02:56 | 0 | Set | 0 | 0000 | IDR | General | 0 | 10101 | Material | N | N | N | ""
8333 | 123039-0000 | Pekerjaan Pemasangan Frame Baja untuk Hand Hole ukuran 80x80 cm |  | 2016-02-03 14:02:24 | 0 | Set | 820000 | 0000 | IDR | General | 820000 | 10101 | Material | N | N | N | ""
8092 | 421011-0000 | Pekerjaan Pemasangan Galvanize Steel Pole 2 inchi 4 meter |  |  | 0 | Pcs | 1 | 0000 |  |  | 0 | 0 |  | N | N | N
8597 | 323024-0000 | Pekerjaan pemasangan Gantry Joint Box (GB) |  | 2013-10-04 09:58:22 | 0 | Set | 5200000 | 0000 | IDR | General | 0 | 11132 | Material | N | N | N | ""
8676 | 323030-0000 | Pekerjaan Pemasangan GB-G3 grounding Steel rods |  | 2013-10-04 16:18:36 | 0 | ea | 333000 | 0000 | IDR | General | 260417 | 11132 | Material | N | N | N | ""
8454 | 323021-0000 | Pekerjaan pemasangan grounding 1 titik rod pada ODP/kotak pembagi (max 3 ohm) |  | 2013-09-10 13:42:51 | 0 | Site | 328510 | 0000 | IDR | General | 208334 | 11194 | Material | N | N | N | ""
8453 | 323020-0000 | Pekerjaan pemasangan grounding 3 titik rod pada ODC (max 1 ohm) |  | 2013-09-10 13:41:55 | 0 | Site | 392850 | 0000 | IDR | General | 260417 | 11194 | Material | N | N | N | ""
9550 | 323050-0000 | Pekerjaan pemasangan grounding Integrasi |  | 2014-11-17 12:31:01 | 0 | Site | 34500 | 0000 | IDR | General | 1800 | 12148 | Material | N | N | N | ""
8120 | 323002-0000 | Pekerjaan Pemasangan Grounding Rod Diameter 7/8 inchi |  |  | 0 | Mtr | 0 | 0000 |  |  | 0 | 0 |  | N | N | N
9302 | 424062-0000 | Pekerjaan Pemasangan HH ukuran diameter dalam (P X L X T 40x40x40) cor beton 1-2-3 |  | 2014-06-09 11:38:44 | 0 | Pcs | 0 | 0000 | IDR | General | 0 | 11683 | Material | N | N | N | ""
9304 | 424063-0000 | Pekerjaan Pemasangan HH ukuran diameter dalam (P X L X T 60x40x60) cor beton 1-2-3 |  | 2014-06-09 11:42:34 | 0 | Pcs | 1000000 | 0000 | IDR | General | 0 | 11683 | Material | N | N | N | ""
8192 | 323003-0000 | Pekerjaan Pemasangan Kabel Elektrik Diameter 12-25 mm |  | 2013-07-15 17:49:47 | 0 | Mtr | 0 | 0000 | IDR | General | 0 | 9982 | Material | N | N | N | ""
8119 | 323001-0000 | Pekerjaan Pemasangan Kabel Grounding Diameter 35 -50 mm |  |  | 0 | Mtr | 3500 | 0000 | IDR |  | 0 | 0 |  | N | N | N
8256 | 121167-0000 | Pekerjaan Pemasangan Kabel Temberang (Sling) |  | 2013-07-28 10:24:46 | 0 | Mtr | 1500 | 0000 | IDR | General | 1500 | 9991 | Material | N | N | N | ""
11643 | 424175-0000 | Pekerjaan Pemasangan kabel UTP/RF/Power |  | 2020-07-29 11:25:01 | 0 | Mtr | 0 | 0000 |  | General | 0 | 0 | Material | N | N | N | ""
10040 | 424127-0000 | Pekerjaan pemasangan label odp |  | 2016-02-10 11:44:13 | 0 | Ls | 0 | 0000 |  | General | 0 | 13658 | Material | N | N | N | ""
10041 | 424128-0000 | Pekerjaan pemasangan label odp |  | 2015-11-06 10:41:55 | 0 | Ls | 0 | 0000 |  | General | 0 | 0 | Material | N | Y | N | ""
8194 | 323005-0000 | Pekerjaan Pemasangan Lampu Penerangan Electric Type Baret |  | 2013-07-15 17:51:25 | 0 | Pcs | 0 | 0000 | IDR | General | 0 | 9982 | Material | N | N | N | ""
8195 | 323006-0000 | Pekerjaan Pemasangan Lampu Penerangan Electric Type Down Light |  | 2013-07-15 17:52:21 | 0 | Pcs | 50000 | 0000 | IDR | General | 0 | 9982 | Material | N | N | N | ""
8193 | 323004-0000 | Pekerjaan Pemasangan Lampu Penerangan Electric Type TL |  | 2013-07-15 17:50:42 | 0 | Pcs | 15625 | 0000 | IDR | General | 0 | 9982 | Material | N | N | N | ""
7747 | 122013-0000 | Pekerjaan Pemasangan Lapisan ijuk |  |  | 0 | Service | 0 | M3 | "" | "" | 0 | 0 | Material | N | N | N
8200 | 323011-0000 | Pekerjaan Pemasangan MCB 1 phase, Single Pole |  | 2013-07-15 17:56:07 | 0 | Pcs | 0 | 0000 | IDR | General | 0 | 9982 | Material | N | N | N | ""
8201 | 323012-0000 | Pekerjaan Pemasangan MCB 3 phase, Three Pole |  | 2013-07-15 18:14:24 | 0 | Pcs | 0 | 0000 | IDR | General | 0 | 9982 | Material | N | N | N | ""
8628 | 129050-0000 | Pekerjaan Pemasangan Number Plate & Phase Plate with fixing facilities (2 sets per tower/steelpole) |  | 2013-10-04 10:28:50 | 0 | Twr | 104000 | 0000 | IDR | General | 0 | 11132 | Material | N | N | N | ""
10146 | 424143-0000 | Pekerjaan pemasangan ODP type Indoor/wall Kap 8 core (ODP-A-8) |  | 2016-02-03 10:47:17 | 0 | Pcs | 0 | 0000 |  | General | 0 | 0 | Material | N | N | N | ""
10126 | 424137-0000 | Pekerjaan pemasangan ODP-A-16, ODP type Indoor/wall Kap 16 |  | 2016-02-01 15:54:36 | 0 | Pcs | 0 | 0000 |  | General | 0 | 0 | Material | N | N | N | ""
8107 | 424005-0000 | Pekerjaan Pemasangan Pacth Core (PC) 2m |  | 2015-07-03 15:58:40 | 0 | Pcs | 2440 | 0000 | IDR |  | 0 | 13308 |  | N | N | N
12865 | 313857-0000 | Pekerjaan Pemasangan Panel Aksesoris pada Disturbance Fault Recorder Panel |  | 2026-01-06 16:41:08 | 0 | Pcs | 0 | 0000 |  | General | 0 | 0 | Material | N | N | N | ""
12866 | 323254-0000 | Pekerjaan Pemasangan Panel Aksesoris pada Disturbance Fault Recorder Panel |  | 2026-01-06 16:42:19 | 0 | Set | 81000000 | 0000 | IDR | General | 0 | 0 | Material | N | N | N | ""
12863 | 323252-0000 | Pekerjaan Pemasangan Panel Aksesoris pada Protection & Control Panel for 150 kV Busbar |  | 2026-01-06 16:38:03 | 0 | Pcs | 88500000 | 0000 | IDR | General | 0 | 0 | Material | N | N | N | ""
12864 | 323253-0000 | Pekerjaan Pemasangan Panel Aksesoris pada Protection & Control Panel for 150 kV Transformer bay |  | 2026-01-06 16:39:35 | 0 | Pcs | 86000000 | 0000 | IDR | General | 0 | 0 | Material | N | N | N | ""
12862 | 323251-0000 | Pekerjaan Pemasangan Panel Aksesoris pada Protection & Control Panel for Line Feeder Bay (OHL) 150 kV line bay |  | 2026-01-06 16:36:39 | 0 | Pcs | 87500000 | 0000 | IDR | General | 0 | 0 | Material | N | N | N | ""
12874 | 323256-0000 | Pekerjaan Pemasangan Panel Aksesoris untuk Common System Cubicle |  | 2026-01-07 08:29:31 | 0 | SS | 0 | 0000 |  | General | 0 | 0 | Material | N | N | N | ""
12873 | 313863-0000 | Pekerjaan Pemasangan Panel Aksesoris untuk Energy Meters And Panel For 150 Kv Line & Transformer Bays |  | 2026-01-06 20:21:56 | 0 | Set | 0 | 0000 |  | General | 0 | 0 | Material | N | N | N | ""
12876 | 323257-0000 | Pekerjaan Pemasangan Panel Aksesoris untuk Line Feeder Bay (Consumer) |  | 2026-01-09 14:29:19 | 0 | SS | 0 | 0000 |  | General | 0 | 0 | Material | N | N | N | ""
8204 | 323015-0000 | Pekerjaan Pemasangan Panel MCB 10-15 Pole |  | 2013-07-15 18:18:11 | 0 | Set | 19769334 | 0000 | IDR | General | 0 | 9982 | Material | N | N | N | ""
8202 | 323013-0000 | Pekerjaan Pemasangan Panel MCB 3-5 Pole |  | 2013-07-15 18:16:14 | 0 | Set | 140000 | 0000 | IDR | General | 0 | 9982 | Material | N | N | N | ""
8203 | 323014-0000 | Pekerjaan Pemasangan Panel MCB 5-10 Pole |  | 2013-07-15 18:17:20 | 0 | Set | 0 | 0000 | IDR | General | 0 | 9982 | Material | N | N | N | ""
8292 | 423021-0000 | Pekerjaan Pemasangan Panel ODC 144 Core |  | 2013-08-01 10:22:31 | 0 | Set | 4708388.85 | 0000 | IDR | General | 2604167 | 10101 | Material | N | N | N | ""
8103 | 424001-0000 | Pekerjaan Pemasangan Panel ODC 288 Core |  |  | 0 | Set | 2604167 | 0000 | IDR |  | 2604167 | 0 |  | N | N | N
9549 | 424084-0000 | Pekerjaan Pemasangan Panel ODC 48 Core |  | 2014-11-17 12:29:15 | 0 | Pcs | 1562500 | 0000 | IDR | General | 1562500 | 12148 | Material | N | N | N | ""
8104 | 424002-0000 | Pekerjaan Pemasangan Panel ODC 576 Core |  |  | 0 | Set | 781250 | 0000 | IDR |  | 781250 | 0 |  | N | N | N
8105 | 424003-0000 | Pekerjaan Pemasangan Panel ODP CA 16 Core |  |  | 0 | Set | 109125 | 0000 | IDR |  | 119791.67 | 0 |  | N | N | N
8106 | 424004-0000 | Pekerjaan Pemasangan Panel ODP CA 8 Core |  |  | 0 | Set | 96030 | 0000 | IDR |  | 104467 | 0 |  | N | N | N
8260 | 424025-0000 | Pekerjaan Pemasangan Panel ODP PB 16 Core |  | 2013-07-28 10:40:01 | 0 | Set | 0 | 0000 | IDR | General | 0 | 9991 | Material | N | N | N | ""
8261 | 424026-0000 | Pekerjaan Pemasangan Panel ODP PB 8 Core |  | 2013-07-28 10:42:16 | 0 | Set | 101250 | 0000 | IDR | General | 83334 | 9991 | Material | N | N | N | ""
9813 | 424088-0000 | Pekerjaan Pemasangan Passive Spliter |  | 2015-02-14 13:00:47 | 0 | Pcs | 15625 | 0000 | IDR | General | 0 | 12502 | Material | N | N | N | ""
8108 | 424006-0000 | Pekerjaan Pemasangan Passive Spliter 1:4 |  |  | 0 | Pcs | 32737.5 | 0000 | IDR |  | 0 | 0 |  | N | N | N
8262 | 424027-0000 | Pekerjaan Pemasangan Passive Spliter 1-2 |  | 2013-07-28 10:43:26 | 0 | Pcs | 0 | 0000 | IDR | General | 0 | 9991 | Material | N | N | N | ""
8263 | 424028-0000 | Pekerjaan Pemasangan Passive Spliter 1-8 |  | 2013-10-30 10:09:46 | 0 | Pcs | 43650 | 0000 | IDR | General | 0 | 9991 | Material | N | N | N | ""
10128 | 424138-0000 | Pekerjaan pemasangan Passive Splitter 1 to 4 type Modular SC/UPC, for ODC termasuk Pigtail |  | 2016-02-01 16:04:30 | 0 | Set | 20000 | 0000 | IDR | General | 0 | 0 | Material | N | N | N | ""
10122 | 424135-0000 | Pekerjaan pemasangan patch cord 2 meter, (FC/LC/SC-APC To FC/LC/SC-APC), G.652 D |  | 2016-02-01 15:44:42 | 0 | Pcs | 1880 | 0000 | IDR | General | 0 | 0 | Material | N | N | N | ""
8284 | 121171-0000 | Pekerjaan Pemasangan Pipa Baja Galvanize 4 Inchi |  | 2013-08-01 09:49:56 | 0 | Mtr | 0 | 0000 | IDR | General | 0 | 10101 | Material | N | N | N | ""
9548 | 221016-0000 | Pekerjaan Pemasangan Pipa Duct dengan system gantung 1 tiang besi, bentang s/d 100 meter |  | 2014-11-17 12:27:57 | 0 | Mtr | 0 | 0000 | IDR | General | 0 | 12148 | Material | N | N | N | ""
9402 | 424070-0000 | Pekerjaan Pemasangan Pipa Duct dengan system gantung 1 tiang besi, bentang s/d 40 meter |  | 2014-11-17 12:06:57 | 0 | Mtr | 31631.6 | 0000 | IDR | General | 20834 | 11711 | Material | N | N | N | ""
8303 | 423033-0000 | Pekerjaan Pemasangan Pipa Duct Diameter 33/40, dengan Sitem Galian Terbuka, termasuk Perbaikan Kembali |  | 2016-02-03 14:00:26 | 0 | Mtr | 0 | 0000 | IDR | General | 0 | 10101 | Material | N | N | N | ""
8301 | 423031-0000 | Pekerjaan Pemasangan Pipa Duct Diameter 33/40, dengan Sitem Pengeboran Tanah Horizontal |  | 2016-02-03 13:59:49 | 0 | Mtr | 0 | 0000 | IDR | General | 0 | 10101 | Material | N | N | N | ""
8300 | 423030-0000 | Pekerjaan Pemasangan Pipa Duct PVC Diameter 4 inch, dengan Sitem Pengeboran Tanah Horizontal |  | 2016-02-03 13:58:57 | 0 | Mtr | 214621.68 | 0000 | IDR | General | 0 | 10101 | Material | N | N | N | ""
8281 | 121168-0000 | Pekerjaan Pemasangan Pipa Duct PVC Diameter 4 inchi, dengan Sitem Pengeboran Tanah Horizontal |  | 2013-08-01 09:46:18 | 0 | Mtr | 15545 | 0000 | IDR | General | 0 | 0 | Material | N | N | N | ""
8668 | 129072-0000 | Pekerjaan Pemasangan Pondasi Batu Kali (Stone Masonry) |  | 2013-10-04 11:16:12 | 0 | M3 | 250000 | 0000 | IDR | General | 0 | 11132 | Material | N | N | N | ""
8091 | 421010-0000 | Pekerjaan Pemasangan Raiser Steel Pipe 1 inchi |  |  | 0 | Mtr | 11 | 0000 |  |  | 0 | 0 |  | N | N | N
9530 | 221015-0000 | Pekerjaan Pemasangan Rise Pipe untuk pengaman kabel optik ke ODC Pole / titik naik KU diamater 1 panjang 3 meter |  | 2014-10-30 14:55:25 | 0 | Pcs | 34920 | 0000 | IDR | General | 35000 | 12168 | Material | N | N | N | ""
10296 | 424161-0000 | Pekerjaan Pemasangan Riser Pipe untuk pengaman kabel optik ke ODC Pole / titik naik KU diamater 2 inch panjang 3 meter |  | 2016-09-02 15:09:02 | 0 | Pcs | 49898 | 0000 | IDR | General | 0 | 0 | Material | N | N | N | ""
8197 | 323008-0000 | Pekerjaan Pemasangan Saklar Ganda |  | 2013-07-15 17:53:46 | 0 | Pcs | 125000 | 0000 | IDR | General | 0 | 9982 | Material | N | N | N | ""
8198 | 323009-0000 | Pekerjaan Pemasangan Saklar Triple |  | 2013-07-15 17:54:28 | 0 | Pcs | 0 | 0000 | IDR | General | 0 | 9982 | Material | N | N | N | ""
8196 | 323007-0000 | Pekerjaan Pemasangan Saklar Tungal |  | 2013-07-15 17:53:02 | 0 | Pcs | 90000 | 0000 | IDR | General | 0 | 9982 | Material | N | N | N | ""
8264 | 424029-0000 | Pekerjaan Pemasangan SC Connector untuk Drop Wire |  | 2013-07-28 10:45:41 | 0 | Pcs | 0 | 0000 | IDR | General | 0 | 9991 | Material | N | N | N | ""
10129 | 424139-0000 | Pekerjaan Pemasangan Set Top Box |  | 2016-02-01 16:09:23 | 0 | Pcs | 0 | 0000 |  | General | 0 | 0 | Material | N | N | N | ""
10130 | 424140-0000 | Pekerjaan Pemasangan Set Top Box dan Optical Network Terminal |  | 2016-02-01 16:11:14 | 0 | Pcs | 0 | 0000 |  | General | 0 | 0 | Material | N | N | N | ""
8111 | 424009-0000 | Pekerjaan Pemasangan Splice Clusure FO 264 Core, In Duct |  |  | 0 | Pcs | 0 | 0000 |  |  | 0 | 0 |  | N | N | N
9893 | 129127-0000 | Pekerjaan Pemasangan steiger Pengaman (bambu) |  | 2016-02-10 14:50:17 | 0 | Ls | 250000 | 0000 | IDR | General | 0 | 13658 | Material | N | N | N | ""
8199 | 323010-0000 | Pekerjaan Pemasangan Stop Kontak |  | 2013-07-15 17:55:21 | 0 | Pcs | 351000 | 0000 | IDR | General | 0 | 9982 | Material | N | N | N | ""
12504 | 221060-0000 | Pekerjaan Pemasangan Sub Soil Drain |  | 2024-11-07 15:41:56 | 0 | Ml | 60000 | 0000 | IDR | General | 0 | 0 | Material | N | N | N | ""
9842 | 129124-0000 | Pekerjaan Pemasangan Tangga Besi |  | 2015-03-11 10:58:58 | 0 | Mtr | 60000 | 0000 | IDR | General | 60000 | 0 | Material | N | N | N | ""
8316 | 221001-0000 | Pekerjaan Pemasangan Temberang Sokong 7 Mtr Kuat Tarik 140 Kg |  | 2016-02-03 14:01:17 | 0 | Pcs | 0 | 0000 | IDR | General | 0 | 10101 | Material | N | N | N | ""
8678 | 424044-0000 | Pekerjaan Pemasangan Temberang Sokong 7m, Kekuatan tarik 140Kg |  | 2013-10-04 16:21:49 | 0 | ea | 1 | 0000 | IDR | General | 0 | 11132 | Material | N | N | N | ""
8298 | 423028-0000 | Pekerjaan Pemasangan Tiang Telepon (Concrete Pole) 9 meter |  | 2013-08-01 10:38:06 | 0 | Pcs | 0 | 0000 | IDR | General | 0 | 10101 | Material | N | N | N | ""
8089 | 421008-0000 | Pekerjaan Pemasangan Tiang Telepon (Steel Pole) 7 meter |  |  | 0 | Pcs | 130950 | 0000 | IDR |  | 104167 | 0 |  | N | N | N
8290 | 423019-0000 | Pekerjaan Pemasangan Tiang Telepon (Steel Pole) 9 meter |  | 2013-08-01 10:09:41 | 0 | Pcs | 199320 | 0000 | IDR | General | 110000 | 10101 | Material | N | N | N | ""
10154 | 129136-0000 | Pekerjaan Pemasangan Tower Fitman |  | 2016-02-19 10:11:37 | 0 | Set | 0 | 0000 |  | General | 0 | 0 | Material | N | N | N | ""
7949 | 121151-0000 | Pekerjaan Pemasangan Wall Paper |  |  | 0 | Service | 0 | M2 | "" | "" | 0 | 0 | Material | N | N | N
8087 | 421006-0000 | Pekerjaan Pemasangan Warning Tape |  |  | 0 | M3 | 0 | 0000 |  |  | 0 | 0 |  | N | N | N
8094 | 422001-0000 | Pekerjaan Pemasangan/ Penarikan Kabel Power Tembaga Diameter >25-35 mm |  |  | 0 | Mtr | 70000 | 0000 | IDR |  | 2000 | 0 |  | N | N | N
8532 | 422007-0000 | Pekerjaan Pemasangan/ Penarikan Kabel Serat Optik (FO) 12 Core, In Duct |  | 2013-10-03 14:08:20 | 0 | Mtr | 1875 | 0000 | IDR | General | 1875 | 11132 | Material | N | N | N | ""
8672 | 424040-0000 | Pekerjaan Pemasangan/ Penarikan Kabel Serat Optik (FO) 144 Core, In Duct |  | 2013-10-04 16:08:28 | 0 | Mtr | 3459.82 | 0000 | IDR | General | 1980 | 11132 | Material | N | N | N | ""
8539 | 422013-0000 | Pekerjaan Pemasangan/ Penarikan Kabel Serat Optik (FO) 24 Core, Aerial |  | 2013-10-03 14:25:05 | 0 | Mtr | 3932 | 0000 | IDR | General | 4000 | 11132 | Material | N | N | N | ""
8533 | 422008-0000 | Pekerjaan Pemasangan/ Penarikan Kabel Serat Optik (FO) 24 Core, In Duct |  | 2013-10-03 14:09:29 | 0 | Mtr | 2843.75 | 0000 | IDR | General | 1875 | 11132 | Material | N | N | N | ""
8673 | 424041-0000 | Pekerjaan Pemasangan/ Penarikan Kabel Serat Optik (FO) 264 Core, In Duct |  | 2013-10-04 16:09:19 | 0 | Mtr | 1 | 0000 | IDR | General | 0 | 11132 | Material | N | N | N | ""
9396 | 424068-0000 | Pekerjaan Pemasangan/ Penarikan Kabel Serat Optik (FO) 288 Core, In Duct |  | 2014-08-11 11:05:06 | 0 | Mtr | 3454.36 | 0000 | IDR | General | 2788 | 11711 | Material | N | N | N | ""
8540 | 422014-0000 | Pekerjaan Pemasangan/ Penarikan Kabel Serat Optik (FO) 48 Core, Aerial |  | 2013-10-03 14:26:03 | 0 | Mtr | 3932 | 0000 | IDR | General | 2250 | 11132 | Material | N | N | N | ""
8534 | 422009-0000 | Pekerjaan Pemasangan/ Penarikan Kabel Serat Optik (FO) 48 Core, In Duct |  | 2013-10-03 14:10:22 | 0 | Mtr | 2843.75 | 0000 | IDR | General | 1875 | 11132 | Material | N | N | N | ""
8538 | 422012-0000 | Pekerjaan Pemasangan/ Penarikan Kabel Serat Optik (FO) 8 Core, Aerial |  | 2013-10-03 14:24:12 | 0 | Mtr | 1 | 0000 | IDR | General | 0 | 11132 | Material | N | N | N | ""
8674 | 424042-0000 | Pekerjaan Pemasangan/ Penarikan Kabel Serat Optik (FO) 96 Core, Aerial |  | 2013-10-04 16:10:22 | 0 | Mtr | 3932 | 0000 | IDR | General | 0 | 11132 | Material | N | N | N | ""
8535 | 422010-0000 | Pekerjaan Pemasangan/ Penarikan Kabel Serat Optik (FO) 96 Core, In Duct |  | 2013-10-03 14:11:10 | 0 | Mtr | 2843.75 | 0000 | IDR | General | 1875 | 11132 | Material | N | N | N | ""
8095 | 422002-0000 | Pekerjaan Pemasangan/ Penarikan Kabel Serat Optik (FO) >08-48 Core, Aerial |  |  | 0 | Mtr | 1875 | 0000 | IDR |  | 1875 | 0 |  | N | N | N
8096 | 422003-0000 | Pekerjaan Pemasangan/ Penarikan Kabel Serat Optik (FO) >12-96 Core, In Duct |  |  | 0 | Mtr | 1875 | 0000 | IDR |  | 1875 | 0 |  | N | N | N
8097 | 422004-0000 | Pekerjaan Pemasangan/ Penarikan Kabel Serat Optik (FO) >96-264 Core, In Duct |  |  | 0 | Mtr | 2085 | 0000 | IDR |  | 2085 | 0 |  | N | N | N
8537 | 422011-0000 | Pekerjaan Pemasangan/ Penarikan Kabel Serat Optik (FO) 12 Core, Aerial |  | 2013-10-03 14:22:27 | 0 | Mtr | 2577 | 0000 | IDR | General | 2084 | 11132 | Material | N | N | N | ""
8098 | 422005-0000 | Pekerjaan Pemasangan/ Penarikan Kabel Tel. Tembaga Diameter >25-35 mm |  |  | 0 | Mtr | 0 | 0000 |  |  | 0 | 0 |  | N | N | N
8099 | 422006-0000 | Pekerjaan Pemasangan/ Penarikan Kabel Tel. Tembaga Diameter >35-45 mm |  |  | 0 | Mtr | 0 | 0000 |  |  | 0 | 0 |  | N | N | N
8086 | 421005-0000 | Pekerjaan Pemasangan/ Penggelaran 1 Pipa Sub-Duct HDPE Diameter 28/32 inchi, Sistem Manual |  |  | 0 | Mtr | 1344.98 | 0000 | IDR |  | 1042 | 0 |  | N | N | N
8084 | 421003-0000 | Pekerjaan Pemasangan/ Penggelaran 3 Pipa Sub-Duct HDPE Diameter 28/32 inchi, Sistem Manual |  |  | 0 | Mtr | 1760 | 0000 | IDR |  | 0 | 0 |  | N | N | N
8082 | 421001-0000 | Pekerjaan Pemasangan/ Penggelaran Pipa Duct HDPE Diameter 1 inchi, Sistem Manual |  |  | 0 | Mtr | 1305.6 | 0000 | IDR |  | 0 | 0 |  | N | N | N
8083 | 421002-0000 | Pekerjaan Pemasangan/ Penggelaran Pipa Duct HDPE Diameter 40/33 inchi, Sistem Manual |  |  | 0 | Mtr | 1280.37 | 0000 | IDR |  | 0 | 0 |  | N | N | N
8302 | 423032-0000 | Pekerjaan Pemasangan/ Penggelaran Pipa Duct HDPE Diameter 50/42 inchi, Sistem Manual |  | 2013-08-01 10:47:40 | 0 | Mtr | 1280 | 0000 | IDR | General | 0 | 10101 | Material | N | N | N | ""
8085 | 421004-0000 | Pekerjaan Pemasangan/ Penggelaran Pipa HDPE Diameter 4 inchi, Sistem Manual |  |  | 0 | Mtr | 0 | 0000 |  |  | 0 | 0 |  | N | N | N
8265 | 421013-0000 | Pekerjaan Pemasangan/ Penggelaran Pipa PVC Diameter 4 inchi, Sistem Manual |  | 2013-07-28 10:48:19 | 0 | Mtr | 1 | 0000 | IDR | General | 0 | 9991 | Material | N | N | N | ""
8282 | 121169-0000 | Pekerjaan Pemasangan/ Penggelaran Pipa PVC Diameter 4 inchi, Sistem Manual |  | 2013-08-01 09:47:43 | 0 | Mtr | 67118.4 | 0000 | IDR | General | 26042 | 10101 | Material | N | N | N | ""
8113 | 321001-0000 | Pekerjaan Pemasangan/ Penyambungan Daya Listrik 2200 VA (Non-Multiguna) |  |  | 0 | Ls | 0 | 0000 |  |  | 0 | 0 |  | N | N | N
8114 | 321002-0000 | Pekerjaan Pemasangan/ Penyambungan Daya Listrik 3500 VA (Non-Multiguna) |  |  | 0 | Ls | 0 | 0000 |  |  | 0 | 0 |  | N | N | N
8266 | 323016-0000 | Pekerjaan Pemasangan/ Penyambungan Daya Listrik 4000 VA (Non-Multiguna) |  | 2013-07-28 10:50:36 | 0 | Ls | 0 | 0000 | IDR | General | 0 | 9991 | Material | N | N | N | ""
8115 | 321003-0000 | Pekerjaan Pemasangan/ Penyambungan Daya Listrik 4400 VA (Non-Multiguna) |  |  | 0 | Ls | 0 | 0000 |  |  | 0 | 0 |  | N | N | N
9025 | 323032-0000 | Pekerjaan Pemasangan/Penyambungan Daya Listrik 200 KVA |  | 2014-02-19 12:43:19 | 0 | Ls | 0 | 0000 | IDR | General | 0 | 12184 | Material | N | N | N | ""
8088 | 421007-0000 | Pekerjaan Pembersihan Duct (Rodding) |  |  | 0 | Mtr | 1309.5 | 0000 | IDR |  | 1544 | 0 |  | N | N | N
7796 | 124011-0000 | Pekerjaan Pembesian dengan Besi Polos atau Besi Ulir |  |  | 0 | Service | 1000 | Kg | IDR | "" | 1300 | 0 | Material | N | N | N
11787 | 129423-0000 | Pekerjaan Pembesian dengan Besi Ulir atau Besi Polos |  | 2021-06-10 13:40:22 | 0 | Kg | 1000 | 0000 | IDR | General | 0 | 0 | Material | N | N | N | ""
8373 | 123042-0000 | Pekerjaan pembongkaran tiang beton 9 meter |  | 2013-08-20 10:14:55 | 0 | Mtr | 0 | 0000 | IDR | General | 0 | 10301 | Material | N | N | N | ""
9327 | 129103-0000 | Pekerjaan pembuatan gorong-gorong uk.1x1 m di alur-di atas Bendung |  | 2014-06-13 14:24:49 | 0 | Mtr | 0 | 0000 | IDR | General | 0 | 0 | Material | N | N | N | ""
9287 | 129099-0000 | Pekerjaan Pembuatan Handhole |  | 2014-06-03 09:38:58 | 0 | Ls | 1724365.25 | 0000 | IDR | General | 0 | 11513 | Material | N | N | N | ""
10262 | 111369-0000 | Pekerjaan Pembuatan Handhole Type HH1 ukuran dimensi dalam (P X L X T sama dengan 170x150x165) cor beton 1 bagi 2 bagi 3 |  | 2016-07-25 18:37:25 | 0 | Pcs | 0 | 0000 |  | General | 0 | 0 | Material | N | N | N | ""
8452 | 423035-0000 | Pekerjaan pembuatan pondasi construction all type, side walk and protection bar referr to PPJT JARLOKAT dan grounding system for equipment and sealed material (maks 1 ohm) |  | 2013-09-10 13:40:40 | 0 | Unit | 1041667 | 0000 | IDR | General | 1041667 | 11194 | Material | N | N | N | ""
8293 | 423023-0000 | Pekerjaan Pembuatan Pondasi ODC 144 Core, termasuk Lantai Keramik dan Pengaman (5 buah tongak pipa baja) |  | 2016-01-12 08:35:03 | 0 | Pcs | 4365000 | 0000 | IDR | General | 0 | 10101 | Material | N | N | N | ""
10115 | 129135-0000 | Pekerjaan Pembuatan Pondasi ODC 288 Core, termasuk Lantai Keramik dan Pengaman (5 buah tongak pipa baja) |  | 2016-01-12 08:46:07 | 0 | Pcs | 4652148.41 | 0000 | IDR | General | 0 | 13800 | Material | N | N | N | ""
9024 | 111267-0000 | Pekerjaan Pembuatan Portal (Material dan Jasa) |  | 2014-02-19 12:42:20 | 0 | Unit | 4000000 | 0000 | IDR | General | 4000000 | 12184 | Material | N | N | N | ""
9021 | 111264-0000 | Pekerjaan Pembuatan Pos Jaga (Material dan Jasa) |  | 2014-02-19 12:38:59 | 0 | Ls | 7224489.8 | 0000 | IDR | General | 7224489.8 | 12184 | Material | N | N | N | ""
8596 | 323023-0000 | Pekerjaan Penarikan & Pemasangan Conductor & Aksesoris (Stringing) |  | 2013-10-04 09:56:17 | 0 | Km | 45833334 | 0000 | IDR | General | 0 | 11132 | Material | N | N | N | ""
9901 | 323120-0000 | Pekerjaan Penarikan dan sagging kawat GSW 55 |  | 2015-06-19 13:48:44 | 0 | Mtr | 9360 | 0000 | IDR | General | 0 | 0 | Material | N | N | N | ""
8700 | 323031-0000 | Pekerjaan Penarikan kabel & terminasi dari RTU ke panel kontrol |  | 2013-10-17 13:45:44 | 0 | Ls | 0 | 0000 | IDR | General | 0 | 11366 | Material | N | N | N | ""
10152 | 424145-0000 | Pekerjaan Penarikan Kabel FO ADSS 24 core |  | 2016-02-19 10:05:20 | 0 | Mtr | 4163 | 0000 | IDR | General | 0 | 0 | Material | N | N | N | ""
8374 | 423010-0000 | Pekerjaan penarikan kabel FO eksisting (rehaspel) |  | 2013-08-20 10:20:19 | 0 | Mtr | 0 | 0000 | IDR | General | 0 | 10301 | Material | N | N | N | ""
8447 | 323019-0000 | Pekerjaan Penarikan/Pemasangan Kabel Konduktor (Stringing) |  | 2013-09-09 11:39:42 | 0 | Km | 91600000 | 0000 | IDR | General | 266709000 | 11194 | Material | N | N | N | ""
8280 | 124025-0000 | Pekerjaan Pengaspalan Termasuk Subase dan Surface |  | 2013-08-01 09:42:52 | 0 | M2 | 0 | 0000 | IDR | General | 0 | 10101 | Material | N | N | N | ""
8248 | 121201-0000 | Pekerjaan Pengaspalan termasuk Subbase dan Surface |  | 2013-07-26 06:43:12 | 0 | M2 | 0 | 0000 | IDR | General | 0 | 9991 | Material | N | N | N | ""
8076 | 122015-0000 | Pekerjaan Pengeboran Tanah Horizontal Diameter 4 inchi, Sistem Manual |  |  | 0 | Mtr | 0 | 0000 |  |  | 0 | 0 |  | N | N | N
8075 | 122014-0000 | Pekerjaan Pengeboran Tanah Horizontal Diameter s/d 2 inchi, Sistem Manual |  |  | 0 | Mtr | 0 | 0000 |  |  | 0 | 0 |  | N | N | N
7954 | 121156-0000 | Pekerjaan Pengecatan Permukaan Baja Dengan Cat Besi, 1 Lapis Cat Dasar, 2 Lapis Cat Penutup |  |  | 0 | Service | 8500000 | M2 | IDR | "" | 0 | 0 | Material | N | N | N
7957 | 121159-0000 | Pekerjaan Pengecatan Permukaan Baja Dengan Galvanis secara Fabrikasi, tebal 200 um |  |  | 0 | Service | 6800 | M2 | IDR | "" | 0 | 0 | Material | N | N | N
7955 | 121157-0000 | Pekerjaan Pengecatan Permukaan Baja Dengan Galvanis secara Manual, tebal 200 um |  |  | 0 | Service | 350 | M2 | IDR | "" | 0 | 0 | Material | N | N | N
7956 | 121158-0000 | Pekerjaan Pengecatan Permukaan Baja Dengan Galvanis secara Semprot, tebal 200 um |  |  | 0 | Service | 0 | M2 | "" | "" | 0 | 0 | Material | N | N | N
7952 | 121154-0000 | Pekerjaan Pengecatan Permukaan Baja dengan Meni Besi |  |  | 0 | Service | 500 | M2 | IDR | "" | 0 | 0 | Material | N | N | N
7953 | 121155-0000 | Pekerjaan Pengecatan Permukaan Baja dengan Meni Besi dan Perancah |  |  | 0 | Service | 0 | M2 | "" | "" | 0 | 0 | Material | N | N | N
8671 | 129075-0000 | Pekerjaan Pengecatan Steelpole |  | 2013-10-04 11:21:34 | 0 | Twr | 3800000 | 0000 | IDR | General | 0 | 11132 | Material | N | N | N | ""
7948 | 121150-0000 | Pekerjaan Pengecatan Tembok Baru ( 1 Plamir, 1 Lapis Cat Dasar, 2 Lapis Cat Penutup ) |  |  | 0 | Service | 11620 | M2 | IDR | "" | 0 | 0 | Material | N | N | N
10895 | 129300-0000 | Pekerjaan Pengecoran Beton Bertulang K 225 |  | 2017-08-04 16:51:24 | 0 | M3 | 833333.33 | 0000 | IDR | General | 0 | 0 | Material | N | N | N | ""
10889 | 221043-0000 | Pekerjaan Pengelasan Basic Tower |  | 2017-08-04 16:19:25 | 0 | Set | 833333.33 | 0000 | IDR | General | 0 | 0 | Material | N | N | N | ""
7724 | 121004-0000 | Pekerjaan Pengukuran kembali (site) dan Pemasangan Bowplank |  |  | 0 | Service | 0 | Mtr | "" | "" | 0 | 0 | Material | N | N | N
12658 | 323237-0000 | Pekerjaan Pengukuran Resistivitas Tanah (Geolistrik) |  | 2025-06-23 19:54:02 | 0 | Ttk | 0 | 0000 |  | General | 0 | 0 | Material | N | N | N | ""
10287 | 129149-0000 | Pekerjaan peninggian tutup manhole / handhole |  | 2016-08-30 10:14:49 | 0 | Pcs | 0 | 0000 |  | General | 0 | 0 | Material | N | N | N | ""
9104 | 129082-0000 | Pekerjaan Penstock Mechanical works |  | 2014-03-14 16:25:19 | 0 | Ls | 0 | 0000 | IDR | General | 0 | 11633 | Material | N | N | N | ""
8714 | 424045-0000 | Pekerjaan penyambungan cable serat optik (optical splice/termination) untuk FO 12 core |  | 2013-10-23 13:55:18 | 0 | Core | 35000 | 0000 | IDR | General | 26041.67 | 11366 | Material | N | N | N | ""
8357 | 423004-0000 | Pekerjaan penyambungan cable serat optik (optical splice/termination) untuk FO 24 core |  | 2013-10-23 13:57:18 | 0 | Ls | 1 | 0000 | IDR | General | 0 | 10301 | Material | N | N | N | ""
8100 | 423001-0000 | Pekerjaan Penyambungan Kabel Serat Optik (Optical Splice/ Termination) |  |  | 0 | Core | 48079.85 | 0000 | IDR |  | 44909 | 0 |  | N | N | N
8361 | 423008-0000 | Pekerjaan penyambungan kabel serat optik (optical splice/termination) untuk FO 144 core |  | 2013-08-19 10:21:47 | 0 | Pcs | 27500 | 0000 | IDR | General | 0 | 10301 | Material | N | N | N | ""
8358 | 423005-0000 | Pekerjaan penyambungan kabel serat optik (optical splice/termination) untuk FO 24 core |  | 2013-08-19 10:18:34 | 0 | Pcs | 27500 | 0000 | IDR | General | 26041.67 | 10301 | Material | N | N | N | ""
8715 | 424046-0000 | Pekerjaan penyambungan kabel serat optik (optical splice/termination) untuk FO 264 core |  | 2013-10-23 14:13:45 | 0 | Core | 26041.67 | 0000 | IDR | General | 26041.67 | 11366 | Material | N | N | N | ""
8362 | 423009-0000 | Pekerjaan penyambungan kabel serat optik (optical splice/termination) untuk FO 288 core |  | 2013-08-19 10:22:53 | 0 | Pcs | 21825 | 0000 | IDR | General | 0 | 10301 | Material | N | N | N | ""
8359 | 423006-0000 | Pekerjaan penyambungan kabel serat optik (optical splice/termination) untuk FO 48 core |  | 2013-08-19 10:19:35 | 0 | Pcs | 27500 | 0000 | IDR | General | 7200000 | 10301 | Material | N | N | N | ""
8360 | 423007-0000 | Pekerjaan penyambungan kabel serat optik (optical splice/termination) untuk FO 96 core |  | 2013-08-19 10:20:33 | 0 | Pcs | 33000 | 0000 | IDR | General | 26041.67 | 10301 | Material | N | N | N | ""
8101 | 423002-0000 | Pekerjaan Penyambungan Kabel Tel. Tembaga/ Cable Splicing of JF (Non-Working Pairs) |  |  | 0 | Paa | 1 | 0000 |  |  | 0 | 0 |  | N | N | N
8102 | 423003-0000 | Pekerjaan Penyambungan Kabel Tel. Tembaga/ Cable Splicing of JF (Working Pairs) |  |  | 0 | Paa | 1 | 0000 |  |  | 0 | 0 |  | N | N | N
12290 | 129454-0000 | Pekerjaan Perakitan Besi Beton |  | 2023-09-12 11:20:28 | 0 | M2 | 7000 | 0000 | IDR | General | 0 | 0 | Material | N | N | N | ""
11789 | 129425-0000 | Pekerjaan Perakitan Besi Beton |  | 2021-06-10 15:29:45 | 0 | Kg | 1000 | 0000 | IDR | General | 0 | 0 | Material | N | N | N | ""
11785 | 129422-0000 | Pekerjaan Perakitan Besi dan Pondasi |  | 2021-06-10 13:21:36 | 0 | Kg | 0 | 0000 |  | General | 0 | 0 | Material | N | N | N | ""
9204 | 424055-0000 | Pekerjaan Perbaikan FO Cut Site Ambon |  | 2014-04-25 15:01:50 | 0 | Ls | 0 | 0000 | IDR | General | 0 | 11313 | Material | N | N | N | ""
9206 | 424057-0000 | Pekerjaan Perbaikan FO Cut Site Jayapura |  | 2014-04-25 15:03:08 | 0 | Ls | 0 | 0000 | IDR | General | 0 | 11313 | Material | N | N | N | ""
9200 | 424051-0000 | Pekerjaan Perbaikan FO Cut Site Kendari |  | 2014-04-25 14:58:51 | 0 | Ls | 0 | 0000 | IDR | General | 0 | 11313 | Material | N | N | N | ""
9201 | 424052-0000 | Pekerjaan Perbaikan FO Cut Site Makasar |  | 2014-04-25 14:59:55 | 0 | Ls | 0 | 0000 | IDR | General | 0 | 11313 | Material | N | N | N | ""
9203 | 424054-0000 | Pekerjaan Perbaikan FO Cut Site Manado |  | 2014-04-25 15:01:20 | 0 | Ls | 0 | 0000 | IDR | General | 0 | 11313 | Material | N | N | N | ""
9202 | 424053-0000 | Pekerjaan Perbaikan FO Cut Site Palu |  | 2014-04-25 15:00:35 | 0 | Ls | 0 | 0000 | IDR | General | 0 | 11313 | Material | N | N | N | ""
9208 | 424059-0000 | Pekerjaan Perbaikan FO Cut Site Sorong |  | 2014-04-25 15:04:28 | 0 | Ls | 0 | 0000 | IDR | General | 0 | 11313 | Material | N | N | N | ""
9205 | 424056-0000 | Pekerjaan Perbaikan FO Cut Site Ternate |  | 2014-04-25 15:02:18 | 0 | Ls | 0 | 0000 | IDR | General | 0 | 11313 | Material | N | N | N | ""
9207 | 424058-0000 | Pekerjaan Perbaikan FO Cut Site Timika |  | 2014-04-25 15:03:47 | 0 | Ls | 0 | 0000 | IDR | General | 0 | 11313 | Material | N | N | N | ""
10038 | 424126-0000 | Pekerjaan Perbaikan Galian |  | 2015-11-05 09:39:12 | 0 | Mtr | 50000 | 0000 | IDR | General | 0 | 0 | Material | N | N | N | ""
9293 | 424060-0000 | Pekerjaan Perbaikan Tiang Beton (Miring) |  | 2014-06-05 11:18:41 | 0 | Ls | 0 | 0000 | IDR | General | 0 | 11513 | Material | N | N | N | ""
8153 | 120000-0000 | Pekerjaan Perkerasan Jalan, Pengaspalan |  | 2013-07-04 12:29:43 | 0 | M2 | 0 | 0000 | IDR | General | 0 | 9982 | Material | N | N | N | ""
7756 | 123009-0000 | Pekerjaan Plesteran Dinding 1Pc : 2Ps, tebal 20 mm |  |  | 0 | Service | 0 | M2 | "" | "" | 0 | 0 | Material | N | N | N
7761 | 123014-0000 | Pekerjaan Plesteran Dinding 1Pc : 2Ps, tebal 25 mm |  |  | 0 | Service | 0 | M2 | "" | "" | 0 | 0 | Material | N | N | N
7765 | 123018-0000 | Pekerjaan Plesteran Dinding 1Pc : 2Ps, tebal 30 mm |  |  | 0 | Service | 0 | M2 | "" | "" | 0 | 0 | Material | N | N | N
7754 | 123007-0000 | Pekerjaan Plesteran Dinding 1Pc : 3Ps, tebal 15 mm |  |  | 0 | Service | 50000 | M2 | IDR | "" | 0 | 0 | Material | N | N | N
7757 | 123010-0000 | Pekerjaan Plesteran Dinding 1Pc : 3Ps, tebal 20 mm |  |  | 0 | Service | 0 | M2 | "" | "" | 0 | 0 | Material | N | N | N
7762 | 123015-0000 | Pekerjaan Plesteran Dinding 1Pc : 3Ps, tebal 25 mm |  |  | 0 | Service | 0 | M2 | "" | "" | 0 | 0 | Material | N | N | N
7766 | 123019-0000 | Pekerjaan Plesteran Dinding 1Pc : 3Ps, tebal 30 mm |  |  | 0 | Service | 0 | M2 | "" | "" | 0 | 0 | Material | N | N | N
7777 | 123030-0000 | Pekerjaan Plesteran Dinding 1Pc : 3Ps, tebal 15 mm + Acian |  |  | 0 | Service | 45000 | M2 | IDR | "" | 0 | 0 | Material | N | N | N
7758 | 123011-0000 | Pekerjaan Plesteran Dinding 1Pc : 4Ps, tebal 20 mm |  |  | 0 | Service | 0 | M2 | "" | "" | 0 | 0 | Material | N | N | N
7763 | 123016-0000 | Pekerjaan Plesteran Dinding 1Pc : 4Ps, tebal 25 mm |  |  | 0 | Service | 0 | M2 | "" | "" | 0 | 0 | Material | N | N | N
7767 | 123020-0000 | Pekerjaan Plesteran Dinding 1Pc : 4Ps, tebal 30 mm |  |  | 0 | Service | 0 | M2 | "" | "" | 0 | 0 | Material | N | N | N
7755 | 123008-0000 | Pekerjaan Plesteran Dinding 1Pc : 5Ps, tebal 15 mm |  |  | 0 | Service | 0 | M2 | "" | "" | 0 | 0 | Material | N | N | N
7759 | 123012-0000 | Pekerjaan Plesteran Dinding 1Pc : 5Ps, tebal 20 mm |  |  | 0 | Service | 0 | M2 | "" | "" | 0 | 0 | Material | N | N | N
7764 | 123017-0000 | Pekerjaan Plesteran Dinding 1Pc : 5Ps, tebal 25 mm |  |  | 0 | Service | 0 | M2 | "" | "" | 0 | 0 | Material | N | N | N
7768 | 123021-0000 | Pekerjaan Plesteran Dinding 1Pc : 5Ps, tebal 30 mm |  |  | 0 | Service | 0 | M2 | "" | "" | 0 | 0 | Material | N | N | N
7778 | 123031-0000 | Pekerjaan Plesteran Dinding 1Pc : 5Ps, tebal 15 mm + Acian |  |  | 0 | Service | 0 | M2 | "" | "" | 0 | 0 | Material | N | N | N
7760 | 123013-0000 | Pekerjaan Plesteran Dinding 1Pc : 6Ps, tebal 20 mm |  |  | 0 | Service | 0 | M2 | "" | "" | 0 | 0 | Material | N | N | N
11020 | 129336-0000 | Pekerjaan pondasi ( pad and chimney ) non Langsir |  | 2017-10-31 09:05:32 | 0 | M3 | 1305000 | 0000 | IDR | General | 0 | 4189833 | Material | N | N | N | ""
11019 | 129335-0000 | Pekerjaan pondasi ( pad and chimney ) non Langsir, Semen, Besi beton |  | 2017-10-31 09:05:17 | 0 | M3 | 240000 | 0000 | IDR | General | 0 | 1933350 | Material | N | N | N | ""
10180 | 111361-0000 | Pekerjaan Pondasi Aa2 Kelas 4 |  | 2016-09-30 10:58:12 | 0 | Unit | 64254200 | 0000 | IDR | General | 0 | 13103 | Material | N | N | N | ""
10177 | 111358-0000 | Pekerjaan Pondasi Aa2 Kelas 4 150 kv |  | 2016-09-30 10:16:56 | 0 | Unit | 73350000 | 0000 | IDR | General | 0 | 13103 | Material | N | N | N | ""
10186 | 111363-0000 | Pekerjaan Pondasi Bb2 kelas 4 |  | 2016-09-30 10:58:47 | 0 | Unit | 114830740 | 0000 | IDR | General | 0 | 13103 | Material | N | N | N | ""
11021 | 129337-0000 | Pekerjaan pondasi bore pile (only pile ) |  | 2017-10-31 09:05:42 | 0 | Mtr | 50000 | 0000 | IDR | General | 0 | 700000 | Material | N | N | N | ""
10100 | 111353-0000 | Pekerjaan Pondasi Bored Pile Dia. 40cm termasuk Mob Demob, Besi Beton, Mix Design, Test Kubus (Material dan Jasa) |  | 2015-12-14 18:49:03 | 0 | Mtr | 500000 | 0000 | IDR | General | 0 | 0 | Material | N | Y | N | ""
9358 | 129111-0000 | Pekerjaan Pondasi Bored Pile Dia. 50cm termasuk Mob Demob, Besi Beton, Mix Design, Test Kubus (Material dan Jasa) |  | 2014-07-07 12:30:42 | 0 | Mtr | 859625 | 0000 | IDR | General | 710000 | 12020 | Material | N | N | N | ""
9357 | 129110-0000 | Pekerjaan Pondasi Bored Pile Dia. 60cm termasuk Mob Demob, Besi Beton, Mix Design, Test Kubus (Material dan Jasa) |  | 2014-07-07 12:29:38 | 0 | Mtr | 805000 | 0000 | IDR | General | 805000 | 12020 | Material | N | N | N | ""
10178 | 111359-0000 | Pekerjaan Pondasi Cc2 Kelas 2 |  | 2016-09-30 10:57:53 | 0 | Unit | 116640800 | 0000 | IDR | General | 0 | 13103 | Material | N | N | N | ""
10185 | 111362-0000 | Pekerjaan Pondasi Cc2 kelas 3 |  | 2016-09-30 10:58:29 | 0 | Unit | 129610375 | 0000 | IDR | General | 0 | 13103 | Material | N | N | N | ""
10539 | 129199-0000 | Pekerjaan pondasi post gantry |  | 2017-03-24 16:12:31 | 0 | Unit | 15000000 | 0000 | IDR | General | 0 | 0 | Material | N | N | N | ""
10524 | 129184-0000 | Pekerjaan pondasi tower 4AA11 klas 2 |  | 2017-03-24 15:54:56 | 0 | Unit | 0 | 0000 |  | General | 0 | 0 | Material | N | N | N | ""
10525 | 129185-0000 | Pekerjaan pondasi tower 4AA11 klas 3 |  | 2017-03-24 15:58:16 | 0 | Unit | 0 | 0000 |  | General | 0 | 0 | Material | N | N | N | ""
10526 | 129186-0000 | Pekerjaan pondasi tower 4BB11 klas 3 |  | 2017-03-24 15:59:26 | 0 | Unit | 0 | 0000 |  | General | 0 | 0 | Material | N | N | N | ""
10527 | 129187-0000 | Pekerjaan pondasi tower 4BB11 klas 5 |  | 2017-03-24 16:00:33 | 0 | Unit | 0 | 0000 |  | General | 0 | 0 | Material | N | N | N | ""
10528 | 129188-0000 | Pekerjaan pondasi tower 4CC11 klas 1 |  | 2017-03-24 16:01:29 | 0 | Unit | 0 | 0000 |  | General | 0 | 0 | Material | N | N | N | ""
10529 | 129189-0000 | Pekerjaan pondasi tower 4CC11 klas 2 |  | 2017-03-24 16:02:40 | 0 | Unit | 0 | 0000 |  | General | 0 | 0 | Material | N | N | N | ""
10530 | 129190-0000 | Pekerjaan pondasi tower 4CC11 klas 3 |  | 2017-03-24 16:03:56 | 0 | Unit | 0 | 0000 |  | General | 0 | 0 | Material | N | N | N | ""
10531 | 129191-0000 | Pekerjaan pondasi tower 4DD11 klas 2 |  | 2017-03-24 16:05:01 | 0 | Unit | 0 | 0000 |  | General | 0 | 0 | Material | N | N | N | ""
10532 | 129192-0000 | Pekerjaan pondasi tower 4DD11 klas 3 |  | 2017-03-24 16:06:00 | 0 | Unit | 0 | 0000 |  | General | 0 | 0 | Material | N | N | N | ""
10533 | 129193-0000 | Pekerjaan pondasi tower 4DD11 klas 5 |  | 2017-03-24 16:07:07 | 0 | Unit | 18000000 | 0000 | IDR | General | 0 | 0 | Material | N | N | N | ""
10534 | 129194-0000 | Pekerjaan pondasi tower 4DD11 klas 6 |  | 2017-03-24 16:08:07 | 0 | Unit | 0 | 0000 |  | General | 0 | 0 | Material | N | N | N | ""
10535 | 129195-0000 | Pekerjaan pondasi tower 4DDR11 klas 3 |  | 2017-03-24 16:08:53 | 0 | Unit | 0 | 0000 |  | General | 0 | 0 | Material | N | N | N | ""
10536 | 129196-0000 | Pekerjaan pondasi tower 4DDR11 klas 6 |  | 2017-03-24 16:09:47 | 0 | Unit | 0 | 0000 |  | General | 0 | 0 | Material | N | N | N | ""
10537 | 129197-0000 | Pekerjaan pondasi tower 4EE11 klas 1 |  | 2017-03-24 16:10:33 | 0 | Unit | 0 | 0000 |  | General | 0 | 0 | Material | N | N | N | ""
10538 | 129198-0000 | Pekerjaan pondasi tower 4EE11 klas 3 |  | 2017-03-24 16:11:29 | 0 | Unit | 0 | 0000 |  | General | 0 | 0 | Material | N | N | N | ""
10371 | 111397-0000 | Pekerjaan Pondasi Tower Aa2 kelas 1 |  | 2016-10-04 15:17:24 | 0 | Unit | 24735211.1 | 0000 | IDR | General | 0 | 13103 | Material | N | N | N | ""
10372 | 111398-0000 | Pekerjaan pondasi tower Aa2 kelas 1 |  | 2016-10-04 15:17:44 | 0 | Unit | 89058720 | 0000 | IDR | General | 0 | 13103 | Material | N | N | N | ""
10374 | 111400-0000 | Pekerjaan pondasi tower Aa2 kelas 1 |  | 2016-10-04 15:18:24 | 0 | Unit | 53000000 | 0000 | IDR | General | 0 | 13103 | Material | N | N | N | ""
10373 | 111399-0000 | Pekerjaan pondasi tower Aa2 kelas 4 |  | 2016-10-04 15:18:05 | 0 | Unit | 76000000 | 0000 | IDR | General | 0 | 13103 | Material | N | N | N | ""
10369 | 111395-0000 | Pekerjaan Pondasi Tower Aa2 kelas 5 |  | 2016-10-04 15:16:41 | 0 | Unit | 102329395 | 0000 | IDR | General | 0 | 13103 | Material | N | N | N | ""
10370 | 111396-0000 | Pekerjaan Pondasi tower Cc2 kelas 5 |  | 2016-10-04 15:17:05 | 0 | Unit | 26400000 | 0000 | IDR | General | 0 | 13103 | Material | N | N | N | ""
10375 | 111401-0000 | Pekerjaan pondasi tower Drd2 kelas 5 |  | 2016-10-04 15:18:43 | 0 | Unit | 288243050 | 0000 | IDR | General | 0 | 13103 | Material | N | N | N | ""
9300 | 129101-0000 | Pekerjaan Pondasi Tower termasuk Mob Demob, Besi Beton, Mix Design, Test Kubus (Material dan Jasa) |  | 2014-06-06 20:11:58 | 0 | M3 | 25000 | 0000 | IDR | General | 3134348 | 11513 | Material | N | N | N | ""
10299 | 129150-0000 | Pekerjaan Pondasi Tower Tipe AA |  | 2017-08-09 21:21:03 | 0 | Set | 37260400 | 0000 | IDR | General | 0 | 13252 | Material | N | N | N | ""
10301 | 129151-0000 | Pekerjaan Pondasi Tower Tipe AA2-1 |  | 2016-09-08 12:53:09 | 0 | Set | 25000000 | 0000 | IDR | General | 0 | 0 | Material | N | N | N | ""
10303 | 129152-0000 | Pekerjaan Pondasi Tower Tipe AA2-2 |  | 2016-09-08 12:54:57 | 0 | Set | 25587526.74 | 0000 | IDR | General | 0 | 0 | Material | N | N | N | ""
10305 | 129153-0000 | Pekerjaan Pondasi Tower Tipe AA3 |  | 2016-09-08 12:56:20 | 0 | Set | 41381700 | 0000 | IDR | General | 0 | 0 | Material | N | N | N | ""
10307 | 129154-0000 | Pekerjaan Pondasi Tower Tipe AA3W-1 |  | 2016-09-08 13:01:29 | 0 | Set | 22567840 | 0000 | IDR | General | 0 | 0 | Material | N | N | N | ""
10309 | 129155-0000 | Pekerjaan Pondasi Tower Tipe AA3W-2 |  | 2016-09-08 13:02:43 | 0 | Set | 106970800 | 0000 | IDR | General | 0 | 0 | Material | N | N | N | ""
10311 | 129156-0000 | Pekerjaan Pondasi Tower Tipe AA3W-3 |  | 2016-09-08 13:03:40 | 0 | Set | 95591200 | 0000 | IDR | General | 0 | 0 | Material | N | N | N | ""
10313 | 129157-0000 | Pekerjaan Pondasi Tower Tipe AA3W-4 |  | 2016-09-08 13:04:48 | 0 | Set | 114165300 | 0000 | IDR | General | 0 | 0 | Material | N | N | N | ""
10315 | 129158-0000 | Pekerjaan Pondasi Tower Tipe AA5 |  | 2016-09-08 13:21:32 | 0 | Set | 87772700 | 0000 | IDR | General | 0 | 0 | Material | N | N | N | ""
10317 | 129159-0000 | Pekerjaan Pondasi Tower Tipe AA6-1 |  | 2016-09-08 13:23:02 | 0 | Set | 2400000 | 0000 | IDR | General | 0 | 0 | Material | N | N | N | ""
10319 | 129160-0000 | Pekerjaan Pondasi Tower Tipe AA6-2 |  | 2016-09-08 13:29:03 | 0 | Set | 28835800 | 0000 | IDR | General | 0 | 0 | Material | N | N | N | ""
10321 | 129161-0000 | Pekerjaan Pondasi Tower Tipe AA6-3 |  | 2016-09-08 13:30:25 | 0 | Set | 28835800 | 0000 | IDR | General | 0 | 0 | Material | N | N | N | ""
10323 | 129162-0000 | Pekerjaan Pondasi Tower Tipe AA6-4 |  | 2016-09-08 13:31:28 | 0 | Set | 28835800 | 0000 | IDR | General | 0 | 0 | Material | N | N | N | ""
10325 | 129163-0000 | Pekerjaan Pondasi Tower Tipe AA6-5 |  | 2016-09-08 13:32:41 | 0 | Set | 28835800 | 0000 | IDR | General | 0 | 0 | Material | N | N | N | ""
10327 | 129164-0000 | Pekerjaan Pondasi Tower Tipe AA6-6 |  | 2016-09-08 13:33:36 | 0 | Set | 28835800 | 0000 | IDR | General | 0 | 0 | Material | N | N | N | ""
10329 | 129165-0000 | Pekerjaan Pondasi Tower Tipe AA6-7 |  | 2016-09-08 13:34:35 | 0 | Set | 25394200 | 0000 | IDR | General | 0 | 0 | Material | N | N | N | ""
10331 | 129166-0000 | Pekerjaan Pondasi Tower Tipe AA6-8 |  | 2016-09-08 13:35:51 | 0 | Set | 25394200 | 0000 | IDR | General | 0 | 0 | Material | N | N | N | ""
8650 | 129054-0000 | Pekerjaan Pondasi Tower Tipe BB1 |  | 2016-09-08 13:43:56 | 0 | Set | 38209800 | 0000 | IDR | General | 0 | 11132 | Material | N | N | N | ""
8653 | 129057-0000 | Pekerjaan Pondasi Tower Tipe BB2 |  | 2016-09-08 13:47:47 | 0 | Set | 51669400 | 0000 | IDR | General | 0 | 11132 | Material | N | N | N | ""
8654 | 129058-0000 | Pekerjaan Pondasi Tower Tipe BB3 |  | 2016-09-08 13:49:56 | 0 | Set | 71555100 | 0000 | IDR | General | 0 | 11132 | Material | N | N | N | ""
8655 | 129059-0000 | Pekerjaan Pondasi Tower Tipe BB3W-1 |  | 2016-09-08 13:53:25 | 0 | Set | 96420400 | 0000 | IDR | General | 0 | 11132 | Material | N | N | N | ""
8656 | 129060-0000 | Pekerjaan Pondasi Tower Tipe BB3W-2 |  | 2016-09-08 13:55:49 | 0 | Set | 96420400 | 0000 | IDR | General | 0 | 11132 | Material | N | N | N | ""
8651 | 129055-0000 | Pekerjaan Pondasi Tower Tipe CC2 |  | 2016-09-08 14:00:55 | 0 | Set | 68752000 | 0000 | IDR | General | 0 | 11132 | Material | N | N | N | ""
8657 | 129061-0000 | Pekerjaan Pondasi Tower Tipe CC5 |  | 2016-09-08 14:03:22 | 0 | Set | 156731700 | 0000 | IDR | General | 0 | 11132 | Material | N | N | N | ""
8658 | 129062-0000 | Pekerjaan Pondasi Tower Tipe CC6 |  | 2016-09-08 14:05:06 | 0 | Set | 44242100 | 0000 | IDR | General | 0 | 11132 | Material | N | N | N | ""
8652 | 129056-0000 | Pekerjaan Pondasi Tower Tipe DD3W |  | 2016-09-08 14:16:32 | 0 | Set | 153044100 | 0000 | IDR | General | 0 | 11132 | Material | N | N | N | ""
10778 | 129258-0000 | PEKERJAAN PRASARANA DAN SWITCHYARD Mobilisasi dan Demobilisasi |  | 2017-08-03 19:40:58 | 0 | Ls | 15000000 | 0000 | IDR | General | 0 | 0 | Material | N | N | N | ""
10782 | 129262-0000 | PEKERJAAN PRASARANA DAN SWITCHYARD Pembuatan Gudang Semen dan Alat - alat (uk. 4 x 6 m) |  | 2017-08-03 19:44:48 | 0 | M3 | 153786 | 0000 | IDR | General | 0 | 0 | Material | N | N | N | ""
10781 | 129261-0000 | PEKERJAAN PRASARANA DAN SWITCHYARD Pembuatan Kantor Direksi keet (uk. 4 x 12 m) |  | 2017-08-03 19:43:58 | 0 | M2 | 489550.68 | 0000 | IDR | General | 0 | 0 | Material | N | N | N | ""
10780 | 129260-0000 | PEKERJAAN PRASARANA DAN SWITCHYARD Pengukuran dan Pemasangan Bouwplank lengkap |  | 2017-08-03 19:43:09 | 0 | M2 | 94863 | 0000 | IDR | General | 0 | 0 | Material | N | N | N | ""
10783 | 129263-0000 | PEKERJAAN PRASARANA DAN SWITCHYARD. Administrasi & dokumentasi |  | 2017-08-03 19:45:30 | 0 | M2 | 4500000 | 0000 | IDR | General | 0 | 0 | Material | N | N | N | ""
10779 | 129259-0000 | PEKERJAAN PRASARANA DAN SWITCHYARDMembuat Papan nama proyek |  | 2017-08-03 19:41:52 | 0 | Ls | 1614583.33 | 0000 | IDR | General | 0 | 0 | Material | N | N | N | ""
8669 | 129073-0000 | Pekerjaan Retaining Wall (Reinforced Concrete K-225) |  | 2013-10-04 11:18:33 | 0 | M3 | 1250000 | 0000 | IDR | General | 0 | 11132 | Material | N | N | N | ""
10777 | 129257-0000 | Pekerjaan Rumah Jaga |  | 2017-08-03 19:39:20 | 0 | Ls | 98381796 | 0000 | IDR | General | 0 | 0 | Material | N | N | N | ""
10776 | 129256-0000 | Pekerjaan RUMAH OPERATOR TYPE 54 |  | 2017-08-03 19:38:33 | 0 | Ls | 238000000 | 0000 | IDR | General | 0 | 0 | Material | N | N | N | ""
9332 | 129108-0000 | Pekerjaan saluran air kotor dan bak penampungan (mess) |  | 2014-06-13 14:49:29 | 0 | Ls | 360000 | 0000 | IDR | General | 0 | 0 | Material | N | N | N | ""
9334 | 129109-0000 | Pekerjaan Shotcrete tebal 10 sd 12 cm, wire mesh dia. 6x150x150 mm |  | 2014-06-13 14:54:59 | 0 | M2 | 0 | 0000 | IDR | General | 0 | 0 | Material | N | N | N | ""
9320 | 129102-0000 | Pekerjaan Side ditch, concrete lining U type uk. 40x40 cm |  | 2014-06-12 10:40:37 | 0 | Mtr | 41333.33 | 0000 | IDR | General | 41333.33 | 0 | Material | N | N | N | ""
10168 | 424147-0000 | Pekerjaan SR-100 Galian batu masif dengan kedalaman galian minimal 100 cm. |  | 2016-03-22 13:36:16 | 0 | Mtr | 100000 | 0000 | IDR | General | 0 | 0 | Material | N | N | N | ""
10063 | 424129-0000 | Pekerjaan SR-80 Galian batu masif dengan kedalaman galian minimal 80 cm. |  | 2015-11-19 12:26:56 | 0 | Mtr | 90000 | 0000 | IDR | General | 0 | 0 | Material | N | N | N | ""
7741 | 122007-0000 | Pekerjaan Stripping Tanah Kedalaman Sampai dengan 15 cm |  |  | 0 | Service | 0 | M2 | "" | "" | 0 | 0 | Material | N | N | N
9144 | 129095-0000 | Pekerjaan Sub Base Coarse Agregat Class A |  | 2014-06-13 15:35:22 | 0 | M3 | 0 | 0000 | IDR | General | 0 | 11313 | Material | N | N | N | ""
8626 | 129048-0000 | Pekerjaan Tower Type Test TSP30 plus 0 |  | 2013-10-04 10:26:11 | 0 | Set | 98850000 | 0000 | IDR | General | 98850000 | 11132 | Material | N | N | N | ""
10333 | 129168-0000 | Pekerjaan Turap |  | 2016-09-08 14:53:51 | 0 | Leg | 200000 | 0000 | IDR | General | 0 | 0 | Material | N | N | N | ""
7746 | 122012-0000 | Pekerjaan Urugan Pasir |  |  | 0 | Service | 7000 | M3 | IDR | "" | 0 | 0 | Material | N | N | N
12672 | 129473-0000 | Pekerjaan Urugan Pasir |  | 2025-06-24 18:16:43 | 0 | M3 | 55000 | 0000 | IDR | General | 0 | 0 | Material | N | N | N | ""
7744 | 122010-0000 | Pekerjaan Urugan Tanah Kembali |  |  | 0 | Service | 21230 | M3 | IDR | "" | 0 | 0 | Material | N | N | N
12463 | 129462-0000 | Pekerjaan Urugan Tanah Kembali |  | 2024-10-14 19:24:02 | 0 | M3 | 45900 | 0000 | IDR | General | 0 | 0 | Material | N | N | N | ""
11486 | 129380-0000 | Pekerjaan Waterproof |  | 2019-09-02 22:29:28 | 0 | M3 | 50000 | 0000 | IDR | General | 0 | 0 | Material | N | N | N | ""
12779 | 323248-0000 | Pekerjaan Wiring Integrasi Panel ke Panel Proteksi Busbar |  | 2025-11-19 13:57:14 | 0 | Unit | 10000000 | 0000 | IDR | General | 0 | 0 | Material | N | N | N | ""
11788 | 129424-0000 | Pekerjssn Perrakitsn Pelst / Pipa / Siku Besi |  | 2021-06-10 13:58:57 | 0 | SS | 4933800 | 0000 | IDR | General | 0 | 0 | Material | N | N | N | ""
9249 | 611034-0000 | Pelampung (Warna Orange) |  | 2014-05-16 11:05:26 | 0 | Pcs | 109250 | 0000 | IDR | General | 109250 | 11558 | Material | N | N | N | ""
12249 | 820127-0000 | Pelatihan dan Sertifikasi Kompetensi BNSP Juru Ikat Beban (Rigger) |  | 2023-05-17 09:21:45 | 0 | ea | 0 | 0000 |  | General | 0 | 0 | Material | N | N | N | ""
9076 | 221011-0000 | Pemakaian Alat Berat (lain-lain) |  | 2014-03-07 15:43:35 | 0 | Hr | 340000 | 0000 | IDR | General | 0 | 11793 | Material | N | N | N | ""
9071 | 221006-0000 | Pemakaian Buldozer |  | 2014-03-07 15:39:01 | 0 | Hr | 1650000 | 0000 | IDR | General | 0 | 11793 | Material | N | N | N | ""
12357 | 129458-0000 | Pemakaian Bulldozer Kap 5 Ton |  | 2024-05-17 11:15:41 | 0 | Hr | 0 | 0000 |  | General | 0 | 0 | Material | N | N | N | ""
9075 | 221010-0000 | Pemakaian Compact Vibro Roller |  | 2014-03-07 15:40:31 | 0 | Hr | 395408.16 | 0000 | IDR | General | 0 | 11793 | Material | N | N | N | ""
9070 | 221005-0000 | Pemakaian Dump Truck 18 m3 |  | 2014-03-07 15:38:39 | 0 | Hr | 600000 | 0000 | IDR | General | 0 | 11793 | Material | N | N | N | ""
12030 | 720053-0000 | Pemakaian Dump Truck 6.5-8 m3 |  | 2022-01-20 14:33:00 | 0 | Day | 1071429 | 0000 | IDR | General | 0 | 0 | Material | N | N | N | ""
9068 | 221003-0000 | Pemakaian Excavator |  | 2014-03-07 15:37:01 | 0 | Hr | 312500 | 0000 | IDR | General | 0 | 11793 | Material | N | N | N | ""
12696 | 221065-0000 | Pemakaian Hydraulic Excavator 13 Ton |  | 2025-07-29 17:20:37 | 0 | Hr | 463000 | 0000 | IDR | General | 0 | 0 | Material | N | N | N | ""
12697 | 221066-0000 | Pemakaian Hydraulic Excavator 20 Ton |  | 2025-07-29 17:21:41 | 0 | Hr | 0 | 0000 |  | General | 0 | 0 | Material | N | N | N | ""
12695 | 221064-0000 | Pemakaian Hydraulic Excavator 7.5 Ton |  | 2025-07-29 17:17:43 | 0 | Hr | 362245 | 0000 | IDR | General | 0 | 0 | Material | N | N | N | ""
9074 | 221009-0000 | Pemakaian Motor Grader |  | 2014-03-07 15:39:57 | 0 | Hr | 0 | 0000 | IDR | General | 0 | 11793 | Material | N | N | N | ""
9069 | 221004-0000 | Pemakaian Rock Breaker Excavator |  | 2014-03-07 15:37:15 | 0 | Hr | 343750 | 0000 | IDR | General | 0 | 11793 | Material | N | N | N | ""
9073 | 221008-0000 | Pemakaian Truck Mixer |  | 2014-03-07 15:39:37 | 0 | Hr | 0 | 0000 | IDR | General | 0 | 11793 | Material | N | N | N | ""
9072 | 221007-0000 | Pemakaian Whell Loader |  | 2014-03-07 15:39:18 | 0 | Hr | 181250 | 0000 | IDR | General | 0 | 11793 | Material | N | N | N | ""
11068 | 323202-0000 | PEMASANGAN - 150 kV single phase cable sealing end complete |  | 2018-03-20 10:43:41 | 0 | Set | 0 | 0000 |  | General | 0 | 0 | Material | N | N | N | ""
11067 | 323201-0000 | PEMASANGAN - 150 kV Single phase XLPE Power Cable CU 3 x 2 x 1000 mm2/ph complete |  | 2018-03-20 10:42:46 | 0 | Mtr | 0 | 0000 |  | General | 0 | 0 | Material | N | N | N | ""
11066 | 323200-0000 | PEMASANGAN - Lightning Arrester 150 kV, 20 kA with creepage distance 31 mm/kV for Line bay |  | 2018-03-20 10:41:42 | 0 | Set | 0 | 0000 |  | General | 0 | 0 | Material | N | N | N | ""
10094 | 424131-0000 | Pemasangan 1 pipa HDPE 33/40mm untuk kabel FO, Include soket HDPE |  | 2016-02-10 11:46:55 | 0 | Mtr | 0 | 0000 |  | General | 0 | 13757 | Material | N | N | N | ""
10297 | 424162-0000 | Pemasangan 1 Subduct 40/33 pada polongan route Duct |  | 2016-09-02 15:10:09 | 0 | Mtr | 0 | 0000 |  | General | 0 | 0 | Material | N | N | N | ""
9738 | 323069-0000 | Pemasangan 150 kV 3 Phase Disconnecting Switch motor operated, 31.5 kA 2000 A without Earthing switch, complete with clamps and supporting structure for IBT bay |  | 2016-02-10 10:34:49 | 0 | Set | 0 | 0000 | IDR | General | 0 | 12502 | Material | N | N | N | ""
9744 | 323075-0000 | Pemasangan 150 kV 3 Phase SF6 Circuit Breaker 40 kA 3150 A, complete with clamps and supporting structure for Bus Coupler bay |  | 2016-02-10 10:40:19 | 0 | Set | 0 | 0000 | IDR | General | 0 | 12502 | Material | N | N | N | ""
9739 | 323070-0000 | Pemasangan 150 kV 3 Phase SF6 Circuit Breaker 40 kA 3150 A, complete with clamps and supporting structure for IBT bay |  | 2016-02-10 10:32:08 | 0 | Set | 0 | 0000 | IDR | General | 0 | 12502 | Material | N | N | N | ""
9740 | 323071-0000 | Pemasangan 150 kV Current transformer for line bay complete with clamps and supporting structure comprising, Core 1, 600-1200/1 A, Class PX for differential protection. Core 2, 600-1200/1A, 30 VA Class 5P20 Class 0.2 for over current pr |  | 2016-02-10 10:35:57 | 0 | Unit | 0 | 0000 | IDR | General | 0 | 12502 | Material | N | N | N | ""
9721 | 323052-0000 | Pemasangan 150 kV double tension string insulator set with fitting |  | 2016-02-10 10:30:58 | 0 | Set | 0 | 0000 | IDR | General | 0 | 12502 | Material | N | N | N | ""
10141 | 323139-0000 | Pemasangan 19 inch Wallmount Rack 12U depth 600mm, Acrylic Front Door, Back Metal Door (double door), Incl. 1 Unit Single Fan, 20 Unit Cage Nut, M6 Screw, 1 Unit Vertical Power Distributor Panel 6 Outlets, 1 set Dynabolt M10 |  | 2016-02-02 14:05:38 | 0 | Pcs | 0 | 0000 |  | General | 0 | 0 | Material | N | N | N | ""
9752 | 323083-0000 | Pemasangan 70 kV 3 Phase Disconnecting Switch motor operated, 31.5 kA 1250 A without Earthing switch, complete with clamps and supporting structure for IBT bay |  | 2016-02-10 10:58:26 | 0 | Set | 1400 | 0000 | IDR | General | 0 | 12502 | Material | N | N | N | ""
9753 | 323084-0000 | Pemasangan 70 kV 3 Phase SF6 Circuit Breaker 40 kA 2000 A, complete with clamps and supporting structure for IBT bay |  | 2016-02-10 10:54:37 | 0 | Set | 0 | 0000 | IDR | General | 0 | 12502 | Material | N | N | N | ""
9755 | 323086-0000 | Pemasangan 70 kV Capacitor Voltage Transformer with 2 secondary winding, ratio 70000V.V3 / 100V.V3 / 100V.V3, Burden 100 VA Cl 0.2, 150 VA CL 3P, min. capacitance 10000 PF complete with clamps, supporting structure |  | 2016-02-10 10:57:28 | 0 | Unit | 1400 | 0000 | IDR | General | 0 | 12502 | Material | N | N | N | ""
9754 | 323085-0000 | Pemasangan 70 kV Current transformer for IBT bay complete with clamps and supporting structure comprising,Core 1, 1000-2000/1 A, Class PX for differential protection.Core 2, 500-2000/1A, 30 VA Class 5P20 Class 0.2 for over current prote |  | 2016-02-10 10:57:11 | 0 | Unit | 1400 | 0000 | IDR | General | 0 | 12502 | Material | N | N | N | ""
9761 | 323092-0000 | Pemasangan 70 kV Neutral Earthing Resistor |  | 2016-02-10 11:15:22 | 0 | Set | 0 | 0000 | IDR | General | 0 | 12502 | Material | N | N | N | ""
9751 | 323082-0000 | Pemasangan 70 kV single suspension string insulator set with fitting |  | 2016-02-10 10:53:41 | 0 | Set | 0 | 0000 | IDR | General | 0 | 12502 | Material | N | N | N | ""
9750 | 323081-0000 | Pemasangan 70 kV single tension string insulator set with fitting |  | 2016-02-10 10:53:01 | 0 | Set | 0 | 0000 | IDR | General | 0 | 12502 | Material | N | N | N | ""
10124 | 424136-0000 | Pemasangan additional per 1m Patch cord 2 meter, (FC/LC/SC-APC To FC/LC/SC-APC), G.652 D |  | 2016-02-01 15:50:10 | 0 | Pcs | 930 | 0000 | IDR | General | 0 | 0 | Material | N | N | N | ""
11537 | 129388-0000 | Pemasangan Aksesoris Tiang Telepon (Steel Pole) 9 meter |  | 2019-10-31 16:11:57 | 0 | Ls | 0 | 0000 |  | General | 0 | 0 | Material | N | N | N | ""
9792 | 424086-0000 | Pemasangan alat sambung (cabang/ lurus) untuk Fiber Optik kapasitas 12 - 144 core |  | 2016-02-10 11:20:33 | 0 | Pcs | 26117 | 0000 | IDR | General | 26117 | 12502 | Material | N | N | N | ""
9793 | 424087-0000 | Pemasangan alat sambung (cabang/ lurus) untuk Fiber Optik kapasitas 12 - 288 core |  | 2016-02-10 11:20:49 | 0 | Pcs | 26117 | 0000 | IDR | General | 26117 | 12502 | Material | N | N | N | ""
9791 | 424085-0000 | Pemasangan alat sambung (cabang/ lurus) untuk Fiber Optik kapasitas 12 - 96 core |  | 2016-02-10 11:20:15 | 0 | Pcs | 26117 | 0000 | IDR | General | 26117 | 12502 | Material | N | N | N | ""
12226 | 111650-0000 | Pemasangan Angkur |  | 2023-03-25 16:49:57 | 0 | Set | 0 | 0000 |  | General | 0 | 0 | Material | N | N | N | ""
10144 | 323142-0000 | Pemasangan Bracket STB |  | 2016-02-03 10:24:06 | 0 | Pcs | 250000 | 0000 | IDR | General | 0 | 0 | Material | N | N | N | ""
12727 | 129482-0000 | Pemasangan Casing Drive Cap/Dolly untuk Tiang Pancang Beton Pracetak Prategang ukr.400 x 400 mm / Dia. 400 mm |  | 2025-10-06 13:31:24 | 0 | Mtr | 70000 | 0000 | IDR | General | 0 | 0 | Material | N | N | N | ""
9973 | 424114-0000 | Pemasangan Closure |  | 2015-08-11 17:05:56 | 60000 | Pcs | 27960 | 0000 | IDR | General | 0 | 0 | Material | N | N | N | ""
9878 | 424100-0000 | Pemasangan Closure 24 termasuk pengaturan clousure dan splicing pada tiang |  | 2015-04-22 10:59:40 | 0 | Pcs | 63541.67 | 0000 | IDR | General | 0 | 0 | Material | N | N | N | ""
8112 | 424010-0000 | Pemasangan Clusure FO 96 Core |  | 2015-08-05 16:46:22 | 0 | Pcs | 35000 | 0000 | IDR |  | 0 | 13483 |  | N | N | N
9871 | 129125-0000 | pemasangan con block include material |  | 2015-04-16 15:36:38 | 0 | Mtr | 90000 | 0000 | IDR | General | 0 | 0 | Material | N | N | N | ""
12626 | 323233-0000 | Pemasangan Conductor AAC 1267 mm2 |  | 2025-04-17 17:33:57 | 0 | bay | 23000000 | 0000 | IDR | General | 0 | 0 | Material | N | N | N | ""
12376 | 221058-0000 | Pemasangan Conductor 1xACSR/AS 250mm2 |  | 2024-05-20 07:54:04 | 0 | Kmr | 0 | 0000 |  | General | 0 | 0 | Material | N | N | N | ""
9720 | 323051-0000 | Pemasangan Conductor TAL 660 mm2 |  | 2016-02-10 10:30:02 | 0 | bay | 0 | 0000 | IDR | General | 0 | 12502 | Material | N | N | N | ""
12373 | 323221-0000 | Pemasangan Conductor TAL 850 mm2 |  | 2024-05-19 14:27:02 | 0 | bay | 23000000 | 0000 | IDR | General | 0 | 0 | Material | N | N | N | ""
11048 | 323198-0000 | Pemasangan conductors TACSR/AS 410 mm2 |  | 2018-03-09 10:20:36 | 0 | Km | 170000000 | 0000 | IDR | General | 0 | 0 | Material | N | N | N | ""
9870 | 424098-0000 | Pemasangan dan splicing closure 24 pada tiang |  | 2015-04-16 15:13:42 | 0 | Unit | 0 | 0000 |  | General | 0 | 0 | Material | N | N | N | ""
8169 | 424017-0000 | Pemasangan DD-BTS-S1 jembatan dengan penguat sendiri 1 arah termasuk accesories |  | 2016-02-03 09:46:02 | 0 | Mtr | 160000 | 0000 | IDR | General | 160000 | 9982 | Material | N | N | N | ""
10591 | 323149-0000 | Pemasangan Double suspension string set 120 kN with fog type (string set min. 240 KN) |  | 2017-03-27 19:17:06 | 0 | Set | 0 | 0000 |  | General | 0 | 0 | Material | N | N | N | ""
10592 | 323150-0000 | Pemasangan Earthwire conductor vibration damper for AS 70 mm2 |  | 2017-03-27 19:18:20 | 0 | Set | 0 | 0000 |  | General | 0 | 0 | Material | N | N | N | ""
10593 | 323151-0000 | Pemasangan Earthwire conductor vibration damper for OPGW 70 mm2 |  | 2017-03-27 19:19:22 | 0 | Set | 0 | 0000 |  | General | 0 | 0 | Material | N | N | N | ""
10594 | 323152-0000 | Pemasangan Earthwire suspension clamps for AS 70 mm2 |  | 2017-03-27 19:20:22 | 0 | Set | 0 | 0000 |  | General | 0 | 0 | Material | N | N | N | ""
10595 | 323153-0000 | Pemasangan Earthwire suspension clamps for OPGW 70 mm2 |  | 2017-03-27 19:21:25 | 0 | Set | 0 | 0000 |  | General | 0 | 0 | Material | N | N | N | ""
10596 | 323154-0000 | Pemasangan Earthwire tension clamps for AS 70 mm2 |  | 2017-03-27 19:22:47 | 0 | Set | 0 | 0000 |  | General | 0 | 0 | Material | N | N | N | ""
10597 | 323155-0000 | Pemasangan Earthwire tension clamps for OPGW 70 mm2 |  | 2017-03-27 19:24:04 | 0 | Set | 0 | 0000 |  | General | 0 | 0 | Material | N | N | N | ""
9511 | 413105-0000 | Pemasangan Grounding rod (maks. 3 ohm) |  | 2016-02-05 16:33:30 | 0 | Set | 118000 | 0000 | IDR | General | 0 | 12210 | Material | N | N | N | ""
9993 | 424122-0000 | Pemasangan HDPE dan Pipa PVC |  | 2016-02-10 15:29:14 | 0 | Mtr | 72917 | 0000 | IDR | General | 0 | 13658 | Material | N | N | N | ""
9400 | 424069-0000 | Pemasangan HH PIT Portable |  | 2014-08-11 11:43:13 | 0 | Set | 415300 | 0000 | IDR | General | 100000 | 11711 | Material | N | N | N | ""
11055 | 323199-0000 | Pemasangan HV apparatus, Busbar, Cross bar, LV Cable, Termination di switchyard, dan panel2 di dalam gedung kontrol |  | 2018-03-15 10:39:32 | 0 | Ls | 5400000 | 0000 | IDR | General | 0 | 0 | Material | N | N | N | ""
9819 | 323113-0000 | Pemasangan installasi listrik PLN KWH Interconnection 20A |  | 2015-02-14 13:07:11 | 0 | ea | 8333334 | 0000 | IDR | General | 0 | 12502 | Material | N | N | N | ""
11368 | 221049-0000 | pemasangan insulator |  | 2019-04-18 10:53:26 | 0 | Set | 6000000 | 0000 | IDR | General | 0 | 0 | Material | N | N | N | ""
11701 | 323208-0000 | Pemasangan Insulator |  | 2020-11-26 09:12:35 | 0 | Disc | 5401.23 | 0000 | IDR | General | 0 | 0 | Material | N | N | N | ""
9824 | 424094-0000 | Pemasangan Kabel Udara Fiber Optik Single Mode 96 core G 652 D |  | 2015-02-25 00:52:36 | 0 | Mtr | 2250 | 0000 | IDR | General | 2250 | 12638 | Material | N | N | N | ""
10217 | 413181-0000 | Pemasangan keramik ODC (Material dan Jasa) |  | 2016-06-23 16:56:25 | 0 | Set | 75000 | 0000 | IDR | General | 0 | 0 | Material | N | N | N | ""
9818 | 424093-0000 | Pemasangan Kerangkeng ODC |  | 2015-02-14 13:06:07 | 0 | Pcs | 651477.27 | 0000 | IDR | General | 0 | 12502 | Material | N | N | N | ""
11491 | 129381-0000 | Pemasangan Langit-Langit Gypsum Board |  | 2019-09-05 09:11:41 | 0 | M2 | 25000 | 0000 | IDR | General | 0 | 0 | Material | N | N | N | ""
10598 | 323156-0000 | Pemasangan Line conductor spacer (jumper) 200 mm for TACSR/AS 410/67 mm2 |  | 2017-03-27 19:25:06 | 0 | Set | 0 | 0000 |  | General | 0 | 0 | Material | N | N | N | ""
10599 | 323157-0000 | Pemasangan Line conductor spacer (span) 400 mm for TACSR/AS 410/67 mm2 |  | 2017-03-27 19:25:56 | 0 | Set | 0 | 0000 |  | General | 0 | 0 | Material | N | N | N | ""
10600 | 323158-0000 | Pemasangan Line conductor vibration damper for TACSR/AS 410/67 mm2 |  | 2017-03-27 19:27:00 | 0 | Set | 0 | 0000 |  | General | 0 | 0 | Material | N | N | N | ""
10289 | 424155-0000 | Pemasangan ODC-C (outdoor) with minimum 12 space for passive spliter, adaptor SC/UPC dan pondasinya kap 96 core termasuk patok pengamanan (5 buah) berikut pelabelan (ODC modifikasi) |  | 2016-08-30 10:19:14 | 0 | Pcs | 0 | 0000 |  | General | 0 | 0 | Material | N | N | N | ""
9884 | 424102-0000 | Pemasangan ODF 144 Core, termasuk accessories |  | 2015-06-15 13:37:27 | 1 | Pcs | 423190 | 0000 | IDR | General | 0 | 0 | Material | N | N | N | ""
9827 | 424096-0000 | Pemasangan ODP (Pilar) Kap 8 core berikut space pasive spliter (1 to 8), adapter SC,berikut pelabelan |  | 2015-02-25 01:04:23 | 0 | Pcs | 84825 | 0000 | IDR | General | 104467 | 12638 | Material | N | N | N | ""
9814 | 424089-0000 | Pemasangan Optical Distribution pole ( ODP ) kapasitas 24 Core |  | 2015-02-14 13:02:12 | 0 | Pcs | 63542 | 0000 | IDR | General | 0 | 12502 | Material | N | N | N | ""
8598 | 424039-0000 | Pemasangan Optical Terminal Box (OTB) |  | 2013-10-04 09:59:43 | 0 | Set | 100000 | 0000 | IDR | General | 0 | 11132 | Material | N | N | N | ""
10291 | 424156-0000 | Pemasangan OTB termasuk terminasi dan penyambungan kabel optik Single Mode kap 144 core serta Adapter (SC Connector), pigtail dan protection sleeve pada cassette / box |  | 2016-08-30 10:22:21 | 0 | Pcs | 0 | 0000 |  | General | 0 | 0 | Material | N | N | N | ""
11078 | 129343-0000 | pemasangan pagar brc |  | 2018-03-22 11:56:09 | 0 | Ls | 65000 | 0000 | IDR | General | 0 | 0 | Material | N | N | N | ""
12674 | 129475-0000 | Pemasangan Pagar Harmonika |  | 2025-06-24 18:22:56 | 0 | Ml | 50000 | 0000 | IDR | General | 0 | 0 | Material | N | N | N | ""
10294 | 424159-0000 | Pemasangan Passive Splitter 1/8, type modular SC/UPC, for ODC, termasuk pigtail |  | 2016-09-02 15:06:16 | 0 | Pcs | 25000 | 0000 | IDR | General | 0 | 0 | Material | N | N | N | ""
10261 | 424154-0000 | Pemasangan Pipa Duct dengan system gantung 2 tiang besi, bentang s/d 100 meter |  | 2016-07-24 23:36:43 | 0 | Mtr | 37340 | 0000 | IDR | General | 0 | 0 | Material | N | N | N | ""
8167 | 424015-0000 | Pemasangan pipa Duct pada jembatan dengan menempel menggunakan Pipa besi Galv 1 pipa |  | 2016-02-10 16:37:50 | 0 | Mtr | 60000 | 0000 | IDR | General | 125000 | 9982 | Material | N | N | N | ""
8168 | 424016-0000 | Pemasangan pipa Duct pada jembatan dengan menempel menggunakan Pipa besi Galv 4inch 1 ways |  | 2016-02-10 16:38:10 | 0 | Mtr | 198430.96 | 0000 | IDR | General | 104167 | 9982 | Material | N | N | N | ""
9828 | 424097-0000 | Pemasangan Pipa galvanis dengan ukuran diameter 50 mm dan ketebalan 2,7 mm cara boring manual /mesin 1 pipa dengan kedalaman minimal 150 cm |  | 2015-02-25 01:07:22 | 0 | Mtr | 30314.83 | 0000 | IDR | General | 28216 | 12638 | Material | N | N | N | ""
10939 | 129320-0000 | Pemasangan pipa PVC 2-1/2 inchi |  | 2017-09-07 14:04:58 | 0 | btg | 31000 | 0000 | IDR | General | 0 | 13337 | Material | N | N | N | ""
10940 | 111467-0000 | Pemasangan pipa PVC 2-1/2 inchi |  | 2017-09-07 14:12:17 | 11000 | btg | 16750 | 0000 | IDR | General | 0 | 0 | Material | Y | N | N | ""
10941 | 129321-0000 | Pemasangan pipa PVC 2-1/2 inchi |  | 2017-09-07 14:13:18 | 11000 | btg | 0 | 0000 |  | General | 0 | 0 | Material | Y | N | N | ""
12671 | 129472-0000 | Pemasangan Pipedrain 1,5 inch include Geotextile |  | 2025-06-24 18:14:20 | 0 | Ttk | 25000 | 0000 | IDR | General | 0 | 0 | Material | N | N | N | ""
9817 | 424092-0000 | Pemasangan Pondasi ODC |  | 2015-02-14 13:05:27 | 0 | Pcs | 5704564.6 | 0000 | IDR | General | 0 | 12502 | Material | N | N | N | ""
9835 | 221023-0000 | Pemasangan Post steel Structure Type 12 m |  | 2016-02-10 11:29:48 | 0 | Kg | 0 | 0000 |  | General | 0 | 13658 | Material | N | N | N | ""
9836 | 221024-0000 | Pemasangan Post steel Structure Type 6.5 m |  | 2016-02-10 11:30:08 | 0 | Kg | 0 | 0000 |  | General | 0 | 13658 | Material | N | N | N | ""
9837 | 221025-0000 | Pemasangan Post steel Structure Type 8 m |  | 2016-02-10 11:30:26 | 0 | Kg | 0 | 0000 |  | General | 0 | 13658 | Material | N | N | N | ""
10142 | 323140-0000 | Pemasangan Power Cable 1.5mm |  | 2016-02-02 14:07:24 | 0 | Mtr | 0 | 0000 |  | General | 0 | 0 | Material | N | N | N | ""
9741 | 323072-0000 | Pemasangan Protection & Control Cubicle for IBT (Automation, including integration to existing SAS) comprising, IED main line protection (diffrential, REF HV/LV side, DFR, etc). IED back up protection (OC, EF, SEF, OV, UV, AVR, FR, mete |  | 2016-02-10 10:36:46 | 0 | Set | 0 | 0000 | IDR | General | 0 | 12502 | Material | N | N | N | ""
10145 | 323143-0000 | Pemasangan PVC Indoor 10x2x0,6mm Cable |  | 2016-02-03 10:25:50 | 0 | Mtr | 0 | 0000 |  | General | 0 | 0 | Material | N | N | N | ""
10143 | 323141-0000 | Pemasangan PVC Indoor 60x2x0,6mm Cable |  | 2016-02-03 10:23:05 | 0 | Mtr | 0 | 0000 |  | General | 0 | 13820 | Material | N | N | N | ""
10714 | 323164-0000 | Pemasangan Remote Control panel for 20 kV Cubicle |  | 2017-08-03 18:25:02 | 0 | Set | 0 | 0000 |  | General | 0 | 0 | Material | N | N | N | ""
9816 | 424091-0000 | Pemasangan roset/indoor optical outlet with SC Adaptor cap 2 port |  | 2015-02-14 13:03:53 | 0 | Pcs | 26041.67 | 0000 | IDR | General | 0 | 12502 | Material | N | N | N | ""
9758 | 323089-0000 | Pemasangan Single Phase Neutral CT for 150 kV side class X, 150-300/1A complete with clamps for restricted eart faulth protection suitable for mounting outdoor on Transformer tank can be put inside the 20 kV Neutral Resistor Cubicle. |  | 2016-02-10 11:13:49 | 0 | Unit | 0 | 0000 | IDR | General | 0 | 12502 | Material | N | N | N | ""
9760 | 323091-0000 | Pemasangan Single Phase Neutral CT for 70 kV side class 5P20, 600-300/1A complete with clamps for Neutral eart faulth protection suitable for mounting outdoor on Transformer tank can be put inside the 20 kV Neutral Resistor Cubicle. |  | 2016-02-10 11:14:38 | 0 | Unit | 0 | 0000 | IDR | General | 0 | 12502 | Material | N | N | N | ""
9759 | 323090-0000 | Pemasangan Single Phase Neutral CT for 70 kV side class X, 300-600/1A complete with clamps for restricted eart faulth protection suitable for mounting outdoor on Transformer tank. |  | 2016-02-10 11:14:11 | 0 | Unit | 0 | 0000 | IDR | General | 0 | 12502 | Material | N | N | N | ""
10601 | 323159-0000 | Pemasangan Single suspension jumper insulator string set 120 kN with fog type |  | 2017-03-27 19:28:12 | 0 | Set | 0 | 0000 |  | General | 0 | 0 | Material | N | N | N | ""
10602 | 323160-0000 | Pemasangan Single tension inverse insulator string set 120 kN with fog type |  | 2017-03-27 19:28:58 | 0 | Set | 0 | 0000 |  | General | 0 | 0 | Material | N | N | N | ""
9877 | 424099-0000 | Pemasangan Slack hanger incld accesories |  | 2015-04-22 10:54:20 | 0 | ea | 26041.67 | 0000 | IDR | General | 0 | 0 | Material | N | N | N | ""
10587 | 323145-0000 | Pemasangan steel beam gantry |  | 2017-03-27 19:10:49 | 0 | Set | 0 | 0000 |  | General | 0 | 0 | Material | N | N | N | ""
10588 | 323146-0000 | Pemasangan steel post gantry |  | 2017-03-27 19:12:05 | 0 | Set | 0 | 0000 |  | General | 0 | 0 | Material | N | N | N | ""
10589 | 323147-0000 | Pemasangan structural HT steel |  | 2017-03-27 19:13:24 | 0 | Ton | 0 | 0000 |  | General | 0 | 0 | Material | N | N | N | ""
10590 | 323148-0000 | Pemasangan structural mid steel |  | 2017-03-27 19:14:22 | 0 | Ton | 0 | 0000 |  | General | 0 | 0 | Material | N | N | N | ""
9314 | 323039-0000 | Pemasangan Trafo 3 Phase 25 KVA |  | 2016-02-10 15:59:39 | 0 | Ls | 0 | 0000 | IDR | General | 0 | 11683 | Material | N | N | N | ""
10140 | 424142-0000 | Pemasangan UTP Cat 5 Cable |  | 2016-02-02 14:02:19 | 0 | Mtr | 0 | 0000 |  | General | 0 | 0 | Material | N | N | N | ""
10444 | 129181-0000 | Pembangunan Toilet |  | 2016-12-07 13:28:07 | 0 | Ls | 1595700 | 0000 | IDR | General | 0 | 0 | Material | N | N | N | ""
10259 | 424153-0000 | Pembayaran Internet Head Office |  | 2016-07-15 11:04:17 | 0 | Mth | 6000000 | 0000 | IDR | General | 0 | 0 | Material | N | N | N | ""
9982 | 323136-0000 | Pembayaran Tagihan Listrik |  | 2015-08-12 09:16:10 | 0 | Ls | 0 | 0000 |  | General | 0 | 0 | Material | N | N | N | ""
12868 | 313858-0000 | Pembelian Material Panel Aksesoris untuk Disturbance Fault Recorder Panel |  | 2026-01-06 16:48:04 | 0 | Pcs | 110000000 | 0000 | IDR | General | 0 | 0 | Material | N | N | N | ""
12875 | 313864-0000 | Pembelian Material Panel Aksesoris untuk Common System Cubicle |  | 2026-01-07 08:31:06 | 0 | Set | 0 | 0000 |  | General | 0 | 0 | Material | N | N | N | ""
12877 | 313865-0000 | Pembelian Material Panel Aksesoris untuk Energy Meters And Panel For 150 Kv Line & Transformer Bays |  | 2026-01-09 18:01:19 | 0 | Set | 0 | 0000 |  | General | 0 | 0 | Material | N | N | N | ""
12872 | 313862-0000 | Pembelian Material Panel Aksesoris untuk Line Feeder Bay (Consumer) |  | 2026-01-06 20:20:40 | 0 | Set | 0 | 0000 |  | General | 0 | 0 | Material | N | N | N | ""
12870 | 313860-0000 | Pembelian Material Panel Aksesoris untuk Protection & Control Panel for 150 kV Busbar |  | 2026-01-06 16:52:53 | 0 | Set | 120500000 | 0000 | IDR | General | 0 | 0 | Material | N | N | N | ""
12871 | 313861-0000 | Pembelian Material Panel Aksesoris untuk Protection & Control Panel for 150 kV Transformer Bay |  | 2026-01-06 16:55:54 | 0 | Set | 118500000 | 0000 | IDR | General | 0 | 0 | Material | N | N | N | ""
12869 | 313859-0000 | Pembelian Material Panel Aksesoris untuk Protection & Control Panel for Line Feeder Bay (OHL) 150 kV line bay |  | 2026-01-06 16:50:49 | 0 | Set | 118500000 | 0000 | IDR | General | 0 | 0 | Material | N | N | N | ""
11134 | 611116-0000 | Pembelian Mesin Fogging |  | 2018-07-30 17:36:57 | 0 | Unit | 0 | 0000 |  | General | 0 | 0 | Material | N | N | N | ""
10918 | 129304-0000 | Pembersihan jalur RAW Transmissi |  | 2017-08-08 10:30:03 | 0 | Km | 0 | 0000 |  | General | 0 | 0 | Material | N | N | N | ""
10725 | 129231-0000 | Pembersihan lahan termasuk striping 20 cm |  | 2017-08-03 18:40:25 | 0 | M2 | 3557.03 | 0000 | IDR | General | 0 | 0 | Material | N | N | N | ""
9132 | 129091-0000 | Pembersihan lahan/tebas tebang&cabut tunggul |  | 2014-04-17 14:16:27 | 0 | M2 | 2223 | 0000 | IDR | General | 3959.18 | 0 | Material | N | N | N | ""
7733 | 121013-0000 | Pembongkaran Beton Bertulang |  |  | 0 | Service | 0 | M3 | "" | "" | 0 | 0 | Material | N | N | N
7734 | 121014-0000 | Pembongkaran Dinding Tembok Bata Merah |  | 2017-08-07 09:10:06 | 0 | Mtr | 20000 | M3 | IDR | "" | 0 | 13327 | Material | N | N | N
12673 | 129474-0000 | Pembongkaran Pagar Harmonika |  | 2025-06-24 18:20:46 | 0 | Ml | 40150 | 0000 | IDR | General | 0 | 0 | Material | N | N | N | ""
9921 | 129131-0000 | Pembuangan Tanah Keluar Lokasi |  | 2015-06-19 15:09:30 | 0 | M3 | 20000 | 0000 | IDR | General | 0 | 0 | Material | N | N | N | ""
7742 | 122008-0000 | Pembuangan Tanah Sejauh 150 m |  |  | 0 | Service | 0 | M3 | "" | "" | 0 | 0 | Material | N | N | N
7743 | 122009-0000 | Pembuangan Tanah Sejauh Lebih dari 1000 m |  |  | 0 | Service | 0 | M3 | "" | "" | 0 | 0 | Material | N | N | N
7730 | 121010-0000 | Pembuatan Bak Adukan ( 40 x 50 x 20 ) cm |  |  | 0 | Service | 0 | M2 | "" | "" | 0 | 0 | Material | N | N | N
7728 | 121008-0000 | Pembuatan Bedeng Pekerja |  |  | 0 | Service | 30000000 | M2 | IDR | "" | 0 | 0 | Material | N | N | N
11755 | 129411-0000 | Pembuatan Bekisting Balok |  | 2021-02-02 15:07:22 | 0 | M2 | 0 | 0000 |  | General | 0 | 0 | Material | N | N | N | ""
11762 | 129418-0000 | Pembuatan Bekisting Batako |  | 2021-02-02 15:37:07 | 0 | M2 | 0 | 0000 |  | General | 0 | 0 | Material | N | N | N | ""
11763 | 129419-0000 | Pembuatan Bekisting Kepala Kolom |  | 2021-02-02 17:01:20 | 0 | M2 | 0 | 0000 |  | General | 0 | 0 | Material | N | N | N | ""
11756 | 129412-0000 | Pembuatan Bekisting Kolom |  | 2021-02-02 15:08:50 | 0 | M2 | 0 | 0000 |  | General | 0 | 0 | Material | N | N | N | ""
11760 | 129416-0000 | Pembuatan Bekisting Modifikasi Kolom |  | 2021-02-02 15:32:18 | 0 | M2 | 0 | 0000 |  | General | 0 | 0 | Material | N | N | N | ""
11758 | 129414-0000 | Pembuatan Bekisting Pit Lift |  | 2021-02-02 15:27:48 | 0 | M2 | 0 | 0000 |  | General | 0 | 0 | Material | N | N | N | ""
11759 | 129415-0000 | Pembuatan Bekisting Plambing |  | 2021-02-02 15:29:31 | 0 | M2 | 0 | 0000 |  | General | 0 | 0 | Material | N | N | N | ""
11757 | 129413-0000 | Pembuatan Bekisting Shearwall |  | 2021-02-02 15:14:10 | 0 | M2 | 0 | 0000 |  | General | 0 | 0 | Material | N | N | N | ""
10586 | 129219-0000 | Pembuatan counter weight |  | 2017-03-27 19:08:39 | 0 | Kg | 0 | 0000 |  | General | 0 | 0 | Material | N | N | N | ""
9250 | 129097-0000 | Pembuatan Cross Drain A |  | 2014-05-17 16:26:20 | 0 | Ls | 0 | 0000 | IDR | General | 0 | 0 | Material | N | N | N | ""
8331 | 424035-0000 | Pembuatan dan instalasi Handhole 90 x 90 cm, material dan jasa |  | 2013-08-01 16:49:23 | 0 | Set | 0 | 0000 | IDR | General | 0 | 10101 | Material | N | N | N | ""
9023 | 111266-0000 | Pembuatan Direksi Keet Owner (Material dan Jasa) |  | 2014-02-19 12:41:06 | 0 | Unit | 115000000 | 0000 | IDR | General | 115000000 | 12184 | Material | N | N | N | ""
9022 | 111265-0000 | Pembuatan Direksi Keet Qdc (Material dan Jasa) |  | 2014-02-19 12:40:27 | 0 | Unit | 13810000 | 0000 | IDR | General | 5276041.67 | 12184 | Material | N | N | N | ""
7726 | 121006-0000 | Pembuatan Gudang Semen dan Alat - alat |  |  | 0 | Service | 2416668 | M2 | IDR | "" | 0 | 0 | Material | N | N | N
9059 | 129078-0000 | Pembuatan Gudang Sementara |  | 2014-03-06 15:28:57 | 0 | Unit | 3500000 | 0000 | IDR | General | 0 | 11793 | Material | N | N | N | ""
8451 | 123050-0000 | Pembuatan Hand Hole ukuran dia dalam (80x80x80), cor beton 1 2 3 |  | 2013-09-10 12:15:44 | 0 | Unit | 1250000 | 0000 | IDR | General | 1250000 | 11194 | Material | N | N | N | ""
9812 | 413136-0000 | Pembuatan HH ukuran 80X80X100 |  | 2015-02-14 12:58:40 | 0 | Pcs | 4000000 | 0000 | IDR | General | 0 | 12502 | Material | N | N | N | ""
10786 | 129266-0000 | PEMBUATAN JALAN LINGKUNGAN Base Course tebal 25 cm (crush stone) |  | 2017-08-03 19:49:19 | 0 | M2 | 124618.95 | 0000 | IDR | General | 0 | 0 | Material | N | N | N | ""
10787 | 129267-0000 | PEMBUATAN JALAN LINGKUNGAN Lapisan Aspal Penetrasi tebal 5 cm |  | 2017-08-03 19:50:15 | 0 | M2 | 137945.78 | 0000 | IDR | General | 0 | 0 | Material | N | N | N | ""
10784 | 129264-0000 | PEMBUATAN JALAN LINGKUNGAN Pekerjaan Pemadatan Lapisan Bawah Jalan tebal 15 cm |  | 2017-08-03 19:46:43 | 0 | M2 | 34443.15 | 0000 | IDR | General | 0 | 0 | Material | N | N | N | ""
10788 | 129268-0000 | PEMBUATAN JALAN LINGKUNGAN Lapisan Hotmix tebal 5 cm |  | 2017-08-03 19:51:00 | 0 | M2 | 138470.83 | 0000 | IDR | General | 0 | 0 | Material | N | N | N | ""
10785 | 129265-0000 | PEMBUATAN JALAN LINGKUNGAN Sub Base Course tebal 30 cm (sand-gravel) |  | 2017-08-03 19:47:27 | 0 | M2 | 104578 | 0000 | IDR | General | 0 | 0 | Material | N | N | N | ""
7732 | 121012-0000 | Pembuatan Jalan Sementara |  |  | 0 | Service | 7500000 | M2 | IDR | "" | 12000000 | 0 | Material | N | N | N
7725 | 121005-0000 | Pembuatan Kantor Direksi Keet , dengan Lantai Plesteran |  |  | 0 | Service | 5520833.33 | M2 | IDR | "" | 0 | 0 | Material | N | N | N
11765 | 129421-0000 | Pembuatan Modifikasi Bekisting Kepala Kolom |  | 2021-02-02 17:12:33 | 0 | M2 | 0 | 0000 |  | General | 0 | 0 | Material | N | N | N | ""
11761 | 129417-0000 | Pembuatan Modifikasi Bekisting Shearwall |  | 2021-02-02 15:35:03 | 0 | M2 | 0 | 0000 |  | General | 0 | 0 | Material | N | N | N | ""
11103 | 810053-0000 | Pembuatan Packing Insulator |  | 2018-05-11 16:13:44 | 0 | Pcs | 0 | 0000 |  | General | 0 | 0 | Material | N | N | N | ""
9064 | 111272-0000 | Pembuatan Pagar Pengaman dari Pasangan Batu |  | 2014-03-07 09:54:18 | 0 | Mtr | 1750000 | 0000 | IDR | General | 0 | 11793 | Material | N | N | N | ""
7723 | 121003-0000 | Pembuatan Pagar Sementara dari Kawat Duri tinggi 1.8 m |  |  | 0 | Service | 3000 | Mtr | IDR | "" | 34609375 | 0 | Material | N | N | N
7721 | 121001-0000 | Pembuatan Pagar Sementara dari Kayu tinggi 2 m |  |  | 0 | Service | 42862.61 | Mtr | IDR | "" | 0 | 0 | Material | N | N | N
7722 | 121002-0000 | Pembuatan Pagar Sementara dari Seng Gelombang tinggi 2 m |  |  | 0 | Service | 3500000 | Mtr | IDR | "" | 0 | 0 | Material | N | N | N
10216 | 413180-0000 | Pembuatan Pondasi ODC 288 (Material dan Jasa) |  | 2016-06-23 16:54:11 | 0 | Set | 1000000 | 0000 | IDR | General | 0 | 0 | Material | N | N | N | ""
12192 | 150001-0000 | Pembuatan Rumah Ibadah / Sederhana |  | 2023-02-10 11:40:54 | 0 | M2 | 1731601.73 | 0000 | IDR | General | 0 | 0 | Material | N | N | N | ""
7727 | 121007-0000 | Pembuatan Rumah Jaga / Konstruksi Kayu |  |  | 0 | Service | 0 | M2 | "" | "" | 0 | 0 | Material | N | N | N
12703 | 129478-0000 | Pembuatan Rumah Tipe 32 |  | 2025-08-07 18:54:36 | 0 | M2 | 0 | 0000 |  | General | 0 | 0 | Material | N | N | N | ""
7731 | 121011-0000 | Pembuatan Stegger dari Bambu, ( 40 x 50 x 20 ) cm |  |  | 0 | Service | 600000 | M2 | IDR | "" | 0 | 0 | Material | N | N | N
9060 | 129079-0000 | Pembuatan Tapak atau Atap Genset |  | 2014-03-06 15:30:28 | 0 | Unit | 46000 | 0000 | IDR | General | 0 | 11793 | Material | N | N | N | ""
9061 | 129080-0000 | Pembuatan Tapak Solar Tank |  | 2014-03-06 15:39:27 | 0 | Unit | 0 | 0000 | IDR | General | 0 | 11793 | Material | N | N | N | ""
12203 | 820123-0000 | Pemeriksaan Antigen |  | 2023-03-15 20:47:31 | 0 | ea | 59000 | 0000 | IDR | General | 0 | 0 | Material | N | N | N | ""
12202 | 820122-0000 | Pemeriksaan Audiometri |  | 2023-03-15 20:34:51 | 0 | ea | 115000 | 0000 | IDR | General | 0 | 0 | Material | N | N | N | ""
12193 | 820113-0000 | Pemeriksaan Fisik |  | 2023-03-15 19:14:34 | 0 | ea | 67000 | 0000 | IDR | General | 0 | 0 | Material | N | N | N | ""
12218 | 820124-0000 | Pemeriksaan Golongan Darah |  | 2023-03-23 10:09:43 | 0 | ea | 25000 | 0000 | IDR | General | 0 | 0 | Material | N | N | N | ""
12200 | 820120-0000 | Pemeriksaan Gula Darah Puasa |  | 2023-03-15 20:27:52 | 0 | ea | 35000 | 0000 | IDR | General | 0 | 0 | Material | N | N | N | ""
12201 | 820121-0000 | Pemeriksaan HBsAg |  | 2023-03-15 20:29:23 | 0 | ea | 54000 | 0000 | IDR | General | 0 | 0 | Material | N | N | N | ""
12197 | 820117-0000 | Pemeriksaan Hematologi Rutin |  | 2023-03-15 19:20:41 | 0 | ea | 100000 | 0000 | IDR | General | 0 | 0 | Material | N | N | N | ""
12199 | 820119-0000 | Pemeriksaan Kolesterol Total |  | 2023-03-15 20:26:15 | 0 | ea | 50000 | 0000 | IDR | General | 0 | 0 | Material | N | N | N | ""
12198 | 820118-0000 | Pemeriksaan Urin Lengkap |  | 2023-03-15 20:24:48 | 0 | ea | 35000 | 0000 | IDR | General | 0 | 0 | Material | N | N | N | ""
12434 | 820134-0000 | Pemesanan kamar hotel |  | 2024-08-21 17:31:08 | 0 | Day | 0 | 0000 |  | General | 0 | 0 | Material | N | N | N | ""
11479 | 129373-0000 | Pemindahan AC |  | 2019-09-02 22:25:31 | 0 | Ls | 750000 | 0000 | IDR | General | 0 | 0 | Material | N | N | N | ""
9866 | 820075-0000 | Penalty Cost |  | 2015-03-25 14:19:03 | 0 | Ls | 0 | 0000 |  | General | 0 | 0 | Material | N | N | N | ""
12466 | 221059-0000 | Penambahan Drat Untuk Angkur |  | 2024-10-15 16:10:01 | 0 | SS | 21340 | 0000 | IDR | General | 0 | 0 | Material | N | N | N | ""
9313 | 313072-0000 | Penambahan Jaringan Trafo 25 kVA 3 Phase. |  | 2014-12-03 08:39:18 | 0 | Ls | 112880100 | 0000 | IDR | General | 112880100 | 11683 | Material | N | N | N | ""
9903 | 323121-0000 | Penarikan dan sagging kawat OPGW 70 |  | 2015-06-19 14:36:13 | 0 | Mtr | 9360 | 0000 | IDR | General | 0 | 0 | Material | N | N | N | ""
12627 | 323234-0000 | Penarikan Kabel dan Wiring untuk Line Bay Gardu Induk 150 kV |  | 2025-04-17 17:54:12 | 0 | bay | 35000000 | 0000 | IDR | General | 0 | 0 | Material | N | N | N | ""
9815 | 424090-0000 | Penarikan Kabel drop 2 core |  | 2015-02-14 13:03:00 | 0 | Mtr | 0 | 0000 | IDR | General | 0 | 12502 | Material | N | N | N | ""
10285 | 620014-0000 | Pencabutan berkas perkara kepolisian |  | 2016-08-29 16:40:06 | 0 | Ls | 0 | 0000 |  | General | 0 | 0 | Material | N | N | N | ""
12510 | 820137-0000 | Penerbitan Bill of Lading |  | 2024-11-29 19:26:35 | 0 | Pcs | 0 | 0000 |  | General | 0 | 0 | Material | N | N | N | ""
12513 | 720075-0000 | Penerbitan Bill Of Landing |  | 2024-12-02 10:42:00 | 0 | Pcs | 200000 | 0000 | IDR | General | 0 | 0 | Material | N | N | N | ""
12512 | 720074-0000 | Penerbitan Delivery Order |  | 2024-12-02 10:41:18 | 0 | Pcs | 200000 | 0000 | IDR | General | 0 | 0 | Material | N | N | N | ""
9309 | 413070-0000 | Pengadaan 1 Subduct 28/32 mm pada polongan route Duct |  | 2014-06-10 10:20:42 | 0 | Mtr | 7500 | 0000 | IDR | General | 4845 | 11683 | Material | N | N | N | ""
10116 | 413159-0000 | Pengadaan 1 Subduct 40/32 mm pada polongan route Duct |  | 2016-01-12 09:02:16 | 0 | Mtr | 0 | 0000 |  | General | 0 | 0 | Material | N | N | N | ""
10117 | 413160-0000 | Pengadaan 1 Subduct 40/33 mm pada polongan route Duct |  | 2016-01-12 09:03:59 | 0 | Mtr | 10800 | 0000 | IDR | General | 0 | 0 | Material | N | N | N | ""
10132 | 313219-0000 | Pengadaan 19 inch Wallmount Rack 12U depth 600mm, Acrylic Front Door, Back Metal Door (double door), Incl. 1 Unit Single Fan, 20 Unit Cage Nut, M6 Screw, 1 Unit Vertical Power Distributor Panel 6 outlets, 1 set Dynabolt M10 |  | 2016-08-11 09:42:53 | 0 | Pcs | 1938800 | 0000 | IDR | General | 1500000 | 13121 | Material | N | N | N | ""
9509 | 413103-0000 | Pengadaan duct baru dengan pengeboran manual diatas parit, menggunakan pipa diameter dalam 100mm dan ketebalan 5,5mm, 1 jalur |  | 2016-02-05 15:42:26 | 0 | Mtr | 70000 | 0000 | IDR | General | 70000 | 12210 | Material | N | N | N | ""
9508 | 413102-0000 | Pengadaan duct baru dengan pengeboran mesin (borring) diatas parit, menggunakan pipa diameter dalam 100mm dan ketebalan 5,5mm, 1 jalur |  | 2016-02-05 14:10:30 | 0 | Mtr | 0 | 0000 | IDR | General | 0 | 12210 | Material | N | N | N | ""
9341 | 211049-0000 | Pengadaan grounding 1 titik rod pada ODP/kotak pembagi (max 3 ohm) |  | 2016-02-10 14:56:07 | 0 | Pcs | 718790 | 0000 | IDR | General | 300000 | 11841 | Material | N | N | N | ""
9544 | 313097-0000 | Pengadaan grounding Integrasi |  | 2016-02-10 14:59:30 | 0 | Pcs | 50000 | 0000 | IDR | General | 150000 | 12148 | Material | N | N | N | ""
9301 | 413068-0000 | Pengadaan HH ukuran diameter dalam (P X L X T = 170x150x165) cor beton 1-2-3 |  | 2015-06-16 17:52:23 | 0 | Pcs | 5418819 | 0000 | IDR | General | 0 | 11683 | Material | N | N | N | ""
9303 | 413069-0000 | Pengadaan HH ukuran diameter dalam (P X L X T = 120x130x165) cor beton 1-2-3 |  | 2015-06-16 17:54:11 | 0 | Pcs | 700000 | 0000 | IDR | General | 0 | 11683 | Material | N | N | N | ""
10091 | 413156-0000 | Pengadaan Keramik ODC |  | 2016-02-10 15:28:32 | 0 | Lks | 0 | 0000 |  | General | 0 | 10 | Material | N | N | N | ""
10288 | 413185-0000 | Pengadaan ODC-C (outdoor) with minimum 12 space for passive spliter, adaptor SC/UPC dan pondasinya kap 96 core termasuk patok pengamanan (5 buah) berikut pelabelan (ODC modifikasi) |  | 2016-08-30 10:18:13 | 0 | Pcs | 0 | 0000 |  | General | 0 | 0 | Material | N | N | N | ""
10290 | 413186-0000 | Pengadaan OTB termasuk terminasi dan penyambungan kabel optik Single Mode kap 144 core serta Adapter (SC Connector), pigtail dan protection sleeve pada cassette / box |  | 2016-08-30 10:21:27 | 0 | Pcs | 0 | 0000 |  | General | 0 | 0 | Material | N | N | N | ""
8677 | 413045-0000 | Pengadaan Temberang Sokong 7m, Kekuatan tarik 140Kg |  | 2013-10-04 16:20:56 | 0 | Set | 0 | 0000 | IDR | General | 0 | 11132 | Material | N | N | N | ""
10135 | 313222-0000 | Pengadaan Vertical Power Distribution Panel 12 Outlets |  | 2016-02-02 11:04:44 | 0 | Pcs | 0 | 0000 |  | General | 0 | 13883 | Material | N | N | N | ""
12790 | 129485-0000 | Pengambilan Sampel Beton - Core Drill |  | 2025-11-24 10:55:36 | 0 | Ttk | 0 | 0000 |  | General | 0 | 0 | Material | N | N | N | ""
12404 | 129461-0000 | Pengambilan Undisturbed Sample Tanah |  | 2024-07-10 13:16:24 | 0 | Ml | 2000000 | 0000 | IDR | General | 0 | 0 | Material | N | N | N | ""
11496 | 129385-0000 | Pengecatan Dinding |  | 2019-09-05 09:30:42 | 0 | M2 | 10000 | 0000 | IDR | General | 0 | 0 | Material | N | N | N | ""
10223 | 424152-0000 | Pengecoran galian berbatu |  | 2016-06-30 11:50:21 | 0 | Mtr | 0 | 0000 |  | General | 0 | 0 | Material | N | N | N | ""
9825 | 129122-0000 | Pengecoran pondasi tiang telepon |  | 2015-02-25 00:55:13 | 0 | Pcs | 500000 | 0000 | IDR | General | 40000 | 12638 | Material | N | N | N | ""
8227 | 111016-IMPL | Pengencer Cat/ Terpentin |  | 2013-07-19 11:25:22 | 0 | Ltr | 71000 | IMPL | IDR | IMPALA | 0 | 9982 | Material | N | N | N | ""
10292 | 424157-0000 | Pengetesan FO Eksisting |  | 2016-08-30 10:30:14 | 0 | Pcs | 63750 | 0000 | IDR | General | 0 | 0 | Material | N | N | N | ""
12471 | 720071-0000 | Penggunaan 1 Unit Container 20 Dry Container |  | 2024-10-17 22:36:40 | 0 | Pcs | 3300000 | 0000 | IDR | General | 0 | 0 | Material | N | N | N | ""
12606 | 720097-0000 | Penggunaan 1 Unit Container 40 Dry Container |  | 2025-02-28 07:34:13 | 0 | Pcs | 6600000 | 0000 | IDR | General | 0 | 0 | Material | N | N | N | ""
12607 | 720098-0000 | Penggunaan 1 Unit Container 40 Ft Dry Container |  | 2025-02-28 07:38:43 | 0 | Pcs | 0 | 0000 |  | General | 0 | 0 | Material | N | N | N | ""
12614 | 720102-0000 | Penggunaan 1 Unit Container 40 High Cube (HC) Container |  | 2025-03-11 17:11:00 | 0 | Pcs | 5200000 | 0000 | IDR | General | 0 | 0 | Material | N | N | N | ""
8495 | 820016-0000 | Pengiriman Dokumen |  | 2013-09-24 14:07:35 | 0 | Ls | 131100 | 0000 | IDR | General | 0 | 11319 | Material | N | N | N | ""
9193 | 720012-0000 | Pengiriman Material |  | 2014-04-24 09:42:27 | 0 | Ls | 3500 | 0000 | IDR | General | 78125 | 11313 | Material | N | N | N | ""
12526 | 720086-0000 | Pengiriman Material Dari Bekasi ke Tanjung Priuk (Container 20ft -Stuffing Dalam) Cap 25 Ton |  | 2024-12-02 12:25:23 | 0 | Rit | 1500000 | 0000 | IDR | General | 0 | 0 | Material | N | N | N | ""
12622 | 720106-0000 | Pengiriman Material Dari Bogor ke Tanjung Priuk (Container 20ft -Stuffing Dalam) Cap 25 Ton |  | 2025-04-10 07:01:12 | 0 | Rit | 1350000 | 0000 | IDR | General | 0 | 0 | Material | N | N | N | ""
12516 | 720077-0000 | Pengiriman Material Dari Bogor ke Tanjung Priuk (Container 20ft -Stuffing Luar) Cap 25 Ton |  | 2024-12-02 11:59:52 | 0 | Rit | 720000 | 0000 | IDR | General | 0 | 0 | Material | N | N | N | ""
12621 | 720105-0000 | Pengiriman Material Dari Bogor ke Tanjung Priuk (Container 40ft -Stuffing Dalam) Cap 30 Ton |  | 2025-04-10 06:59:52 | 0 | Rit | 1000000 | 0000 | IDR | General | 0 | 0 | Material | N | N | N | ""
12628 | 720110-0000 | Pengiriman Material Dari Bogor ke Tanjung Priuk (Container 40ft -Stuffing Dalam) Cap 30 Ton |  | 2025-04-21 12:51:13 | 0 | Rit | 2500000 | 0000 | IDR | General | 0 | 0 | Material | N | N | N | ""
12620 | 720104-0000 | Pengiriman Material Dari Bogor ke Tanjung Priuk (Container 40ft -Stuffing Luar) Cap 30 Ton |  | 2025-04-10 06:59:20 | 0 | Rit | 2000000 | 0000 | IDR | General | 0 | 0 | Material | N | N | N | ""
12524 | 720084-0000 | Pengiriman Material Dari Cikarang ke Tanjung Priuk (Container 20ft -Stuffing Dalam) Cap 25 Ton |  | 2024-12-02 12:23:27 | 0 | Rit | 2350000 | 0000 | IDR | General | 0 | 0 | Material | N | N | N | ""
12519 | 720001-ABB0 | Pengiriman Material Dari Cikarang ke Tanjung Priuk (Container 20ft -Stuffing Luar) Cap 25 Ton |  | 2024-12-02 12:07:46 | 0 | Rit | 0 | ABB0 |  | ABB | 0 | 0 | Material | N | N | N | ""
12366 | 720058-0000 | Pengiriman Material Dari Jabodetabek ke Pangkalan Bun (Container 20ft) |  | 2024-05-18 19:52:23 | 0 | Rit | 20000000 | 0000 | IDR | General | 0 | 0 | Material | N | N | N | ""
12367 | 720059-0000 | Pengiriman Material Dari Jabodetabek ke Pangkalan Bun (Container 40ft) |  | 2024-05-18 19:57:13 | 0 | Rit | 0 | 0000 |  | General | 0 | 0 | Material | N | N | N | ""
12525 | 720085-0000 | Pengiriman Material Dari Jakarta Barat ke Tanjung Priuk (Container 20ft - Stuffing Dalam) Cap 25 Ton |  | 2024-12-02 12:24:43 | 0 | Rit | 1500000 | 0000 | IDR | General | 0 | 0 | Material | N | N | N | ""
12520 | 720080-0000 | Pengiriman Material Dari Jakarta Barat ke Tanjung Priuk (Container 20ft -Stuffing Luar) Cap 25 Ton |  | 2024-12-02 12:08:25 | 0 | Rit | 0 | 0000 |  | General | 0 | 0 | Material | N | N | N | ""
12522 | 720082-0000 | Pengiriman Material Dari Jakarta Timur ke Tanjung Priuk (Container 20ft -Stuffing Luar) Cap 25 Ton |  | 2024-12-02 12:09:40 | 0 | Rit | 1500000 | 0000 | IDR | General | 0 | 0 | Material | N | N | N | ""
12521 | 720081-0000 | Pengiriman Material Dari Jakarta Utara ke Tanjung Priuk (Container 20ft -Stuffing Luar) Cap 25 Ton |  | 2024-12-02 12:08:58 | 0 | Rit | 0 | 0000 |  | General | 0 | 0 | Material | N | N | N | ""
12517 | 720078-0000 | Pengiriman Material Dari Karawang ke Tanjung Priuk (Container 20ft -Stuffing Luar) Cap 25 Ton |  | 2024-12-02 12:05:33 | 0 | Rit | 0 | 0000 |  | General | 0 | 0 | Material | N | N | N | ""
12624 | 720108-0000 | Pengiriman Material dari Karawang ke Tanjung Priuk (Container 40ft - Stuffing Dalam) Cap 30 Ton |  | 2025-04-10 07:02:57 | 0 | Rit | 0 | 0000 |  | General | 0 | 0 | Material | N | N | N | ""
12623 | 720107-0000 | Pengiriman Material dari Karawang ke Tanjung Priuk (Container 40ft - Stuffing Luar) Cap 30 Ton |  | 2025-04-10 07:02:02 | 0 | Rit | 0 | 0000 |  | General | 0 | 0 | Material | N | N | N | ""
12629 | 720111-0000 | Pengiriman Material Dari Pelabuhan Kumai ke Pangkalan Bun (Container 20ft) Cap 25 Ton incl THC dan Pengurusan Dok (All in) |  | 2025-04-21 12:54:24 | 0 | Rit | 2908163.5 | 0000 | IDR | General | 0 | 0 | Material | N | N | N | ""
12527 | 720087-0000 | Pengiriman Material Dari Pelabuhan Kumai ke Pangkalan Bun (Container 20ft) Cap 25 Ton incl THC dan Pengurusan Dok (All in) |  | 2024-12-02 12:26:54 | 0 | Rit | 2908163.25 | 0000 | IDR | General | 0 | 0 | Material | N | N | N | ""
12608 | 720099-0000 | Pengiriman Material Dari Pelabuhan Kumai ke Pangkalan Bun (Container 40 ft) incl THC dan Pengurusan Dok (All in) |  | 2025-02-28 07:41:11 | 0 | Rit | 5612245 | 0000 | IDR | General | 0 | 0 | Material | N | N | N | ""
12630 | 720112-0000 | Pengiriman Material Dari Pelabuhan Perawang ke Siak Sri Indrapura (Container 20ft) Cap 25 Ton incl THC dan Pengurusan Dok (All in) |  | 2025-04-21 12:55:51 | 0 | Rit | 4500000 | 0000 | IDR | General | 0 | 0 | Material | N | N | N | ""
12631 | 720113-0000 | Pengiriman Material Dari Pelabuhan Perawang ke Siak Sri Indrapura (Container 40 ft) incl THC dan Pengurusan Dok (All in) |  | 2025-04-21 12:57:53 | 0 | Rit | 7900000 | 0000 | IDR | General | 0 | 0 | Material | N | N | N | ""
12523 | 720083-0000 | Pengiriman Material Dari Tanggerang ke Tanjung Priuk (Container 20ft -Stuffing Dalam) Cap 25 Ton |  | 2024-12-02 12:10:34 | 0 | Rit | 2240420 | 0000 | IDR | General | 0 | 0 | Material | N | N | N | ""
12518 | 720079-0000 | Pengiriman Material Dari Tanggerang ke Tanjung Priuk (Container 20ft -Stuffing Luar) Cap 25 Ton |  | 2024-12-02 12:06:43 | 0 | Rit | 0 | 0000 |  | General | 0 | 0 | Material | N | N | N | ""
12625 | 720109-0000 | Pengiriman Material Dari Tanggerang ke Tanjung Priuk (Container 40ft -Stuffing Luar) Cap 25 Ton |  | 2025-04-17 14:33:45 | 0 | Rit | 0 | 0000 |  | General | 0 | 0 | Material | N | N | N | ""
12597 | 720091-0000 | Pengiriman Material Menggunakan Fuso Jabodetabek ke Siak Sri Indrapura |  | 2025-02-20 18:26:42 | 0 | Rit | 0 | 0000 |  | General | 0 | 0 | Material | N | N | N | ""
12757 | 720119-0000 | Pengiriman Material Menggunakan Kargo Pesawat dari Jabodetabek ke Pekanbaru |  | 2025-10-27 18:43:37 | 0 | Kg | 49200 | 0000 | IDR | General | 0 | 0 | Material | N | N | N | ""
12596 | 720090-0000 | Pengiriman Material Menggunakan Tronton Jabodetabek ke Siak Sri Indrapura |  | 2025-02-20 17:53:07 | 0 | Rit | 0 | 0000 |  | General | 0 | 0 | Material | N | N | N | ""
10666 | 720040-0000 | Pengiriman material satuan Kg |  | 2017-07-18 12:09:16 | 0 | Kg | 6301 | 0000 | IDR | General | 0 | 0 | Material | N | N | N | ""
9114 | 129086-0000 | Pengujian Laboratorium untuk material |  | 2014-03-14 16:31:49 | 0 | Ls | 2500000 | 0000 | IDR | General | 800000 | 11633 | Material | N | N | N | ""
11560 | 810099-0000 | peniti |  | 2019-11-26 15:12:37 | 0 | Bks | 2000 | 0000 | IDR | General | 0 | 0 | Material | N | N | N | ""
9102 | 111279-0000 | Penstock Mechanical works |  | 2014-03-14 16:24:24 | 0 | Ls | 0 | 0000 | IDR | General | 0 | 11633 | Material | N | N | N | ""
8268 | 424032-0000 | Penyambungan dan Terminasi Core optik di ODC sistem fusion, termasuk pigtail (SC/UPC) |  | 2013-07-28 10:53:18 | 0 | Core | 43650 | 0000 | IDR | General | 0 | 9991 | Material | N | N | N | ""
10096 | 424133-0000 | Penyambungan dan Terminasi Core Optik di ODC sistem fusion, termasuk pigtail (SC/UPC) 144 core |  | 2015-12-02 14:51:07 | 0 | Pcs | 7333200 | 0000 | IDR | General | 0 | 0 | Material | N | N | N | ""
10097 | 424134-0000 | Penyambungan dan Terminasi Core Optik di ODC sistem fusion, termasuk pigtail (SC/UPC) 288 core |  | 2015-12-02 14:52:01 | 0 | Pcs | 12833100 | 0000 | IDR | General | 0 | 0 | Material | N | N | N | ""
10095 | 424132-0000 | Penyambungan dan Terminasi Core Optik di ODC sistem fusion, termasuk pigtail (SC/UPC) 48 core |  | 2015-12-02 14:49:12 | 0 | Pcs | 2095200 | 0000 | IDR | General | 0 | 0 | Material | N | N | N | ""
8269 | 424033-0000 | Penyambungan dan Terminasi Core optik di ODP sistem fusion termasuk pigtail |  | 2013-07-28 10:55:19 | 0 | Core | 34474.5 | 0000 | IDR | General | 0 | 9991 | Material | N | N | N | ""
9907 | 323125-0000 | Penyambungan joint box |  | 2015-06-19 14:44:32 | 0 | Pcs | 0 | 0000 |  | General | 0 | 0 | Material | N | N | N | ""
8336 | 423020-0000 | Penyambungan/ Pemasangan Fixed Line Telepon (6 Line) |  | 2013-08-02 11:45:00 | 0 | Ls | 0 | 0000 | IDR | General | 0 | 10101 | Material | N | N | N | ""
9066 | 111273-0000 | Penyediaan Bantuan Bedeng untuk Pekerja |  | 2014-03-07 09:56:38 | 0 | Ls | 0 | 0000 | IDR | General | 0 | 11793 | Material | N | N | N | ""
9067 | 111274-0000 | Penyediaan Bedeng Fabrikasi Besi Beton |  | 2014-03-07 09:57:23 | 0 | Ls | 0 | 0000 | IDR | General | 0 | 11793 | Material | N | N | N | ""
9058 | 129077-0000 | Penyediaan Kantin Sementara |  | 2014-03-06 15:27:31 | 0 | Ls | 0 | 0000 | IDR | General | 0 | 11793 | Material | N | N | N | ""
12433 | 820133-0000 | Penyewaan Ruang Rapat |  | 2024-08-21 17:23:21 | 0 | Set | 3325000 | 0000 | IDR | General | 0 | 0 | Material | N | N | N | ""
10520 | 211122-0000 | Peralatan Erection |  | 2017-02-23 16:52:30 | 0 | Set | 4000000 | 0000 | IDR | General | 0 | 0 | Material | N | N | N | ""
10712 | 611109-0000 | Peralatan K-3 |  | 2017-08-03 18:20:52 | 0 | Ls | 0 | 0000 |  | General | 0 | 0 | Material | N | N | N | ""
12313 | 610001-ANRI | Peralatan testing radio All Band |  | 2024-02-07 10:03:10 | 0 | Pcs | 0 | ANRI |  | ANRITSU | 0 | 0 | Material | N | N | N | ""
11127 | 111489-0000 | Perangkat CME Outdoor Spec Telkomsel |  | 2018-05-30 16:26:05 | 0 | Set | 90000000 | 0000 | IDR | General | 0 | 0 | Material | N | N | N | ""
11035 | 810047-0000 | Perawatan Kendaraan |  | 2017-12-19 14:40:53 | 0 | Set | 4338695 | 0000 | IDR | General | 0 | 0 | Material | N | N | N | ""
11459 | 221050-0000 | Perbaikan fire stop |  | 2019-08-19 11:24:45 | 0 | Pcs | 50000 | 0000 | IDR | General | 0 | 0 | Material | N | N | N | ""
12452 | 521016-0000 | Perbaikan dan service alat electrical bor, barcutter, barbending, gerinda, genset dll |  | 2024-09-10 14:01:17 | 0 | Pcs | 1700000 | 0000 | IDR | General | 0 | 0 | Material | N | N | N | ""
9529 | 424083-0000 | Perbaikan Duct PVC/HDPE |  | 2016-02-05 10:22:14 | 0 | btg | 0 | 0000 | IDR | General | 0 | 12168 | Material | N | N | N | ""
9958 | 820078-0000 | Perbaikan gedung - toilet |  | 2015-08-07 16:03:06 | 0 | Ls | 880000 | 0000 | IDR | General | 0 | 0 | Material | N | N | N | ""
9988 | 521013-0000 | Perbaikan Gudang |  | 2015-09-10 10:16:05 | 0 | Ls | 1118000 | 0000 | IDR | General | 0 | 0 | Material | N | N | N | ""
9896 | 810007-0000 | Perbaikan instalasi air, listrik & penerangan gedung |  | 2016-01-25 16:38:08 | 0 | Ls | 0 | 0000 |  | General | 0 | 13899 | Material | N | Y | N | ""
9062 | 129081-0000 | Perbaikan Jembatan di dalam area site |  | 2014-03-07 09:52:20 | 0 | Ls | 0 | 0000 | IDR | General | 0 | 11793 | Material | N | N | N | ""
12414 | 820132-0000 | Perbaikan Kabel Receiver Pada Total Station |  | 2024-07-12 19:55:18 | 0 | Ls | 6300000 | 0000 | IDR | General | 0 | 0 | Material | N | N | N | ""
12413 | 820131-0000 | Perbaikan Kabel Reciver Pada Total Station |  | 2024-07-12 19:54:09 | 0 | Ls | 0 | 0000 |  | General | 0 | 0 | Material | N | N | N | ""
9826 | 424095-0000 | Perbaikan Kabel silang PLN |  | 2015-02-25 00:58:21 | 0 | Mtr | 1125 | 0000 | IDR | General | 1125 | 12638 | Material | N | N | N | ""
9922 | 129132-0000 | Perbaikan Kerusakan Akibat Pekerjaan |  | 2015-06-19 15:12:38 | 0 | Ls | 50000 | 0000 | IDR | General | 0 | 0 | Material | N | N | N | ""
10282 | 620013-0000 | Perbaikan Laptop / Desktop / Networking |  | 2016-08-11 15:41:55 | 0 | Unit | 595000 | 0000 | IDR | General | 0 | 0 | Material | N | N | N | ""
11554 | 810094-0000 | perban 10cm |  | 2019-11-26 15:05:39 | 0 | Rol | 5000 | 0000 | IDR | General | 0 | 0 | Material | N | N | N | ""
11553 | 810093-0000 | perban 5cm |  | 2019-11-26 15:03:55 | 0 | Rol | 5000 | 0000 | IDR | General | 0 | 0 | Material | N | N | N | ""
12349 | 820129-0000 | Performance Test |  | 2024-05-16 15:18:11 | 0 | Ls | 0 | 0000 |  | General | 0 | 0 | Material | N | N | N | ""
12304 | 110014-PERI | Peri - Base Plate for RSS |  | 2023-09-22 09:30:33 | 0 | Pcs | 16150 | PERI | IDR | PERI | 0 | 0 | Material | N | N | N | ""
12291 | 110001-PERI | Peri - Brace Connector HSRA |  | 2023-09-21 21:40:04 | 0 | Pcs | 18700 | PERI | IDR | PERI | 0 | 0 | Material | N | N | N | ""
12292 | 110002-PERI | PERI - CLIP HSC, GALV |  | 2023-09-21 21:43:55 | 0 | Pcs | 6800 | PERI | IDR | PERI | 0 | 0 | Material | N | N | N | ""
12293 | 110003-PERI | PERI - COMPENSATION WALER HSR 59 |  | 2023-09-21 21:45:57 | 0 | Pcs | 22100 | PERI | IDR | PERI | 0 | 0 | Material | N | N | N | ""
12303 | 110013-PERI | PERI - COUNTER PLATE DW 15 , GALV |  | 2023-09-21 22:03:47 | 0 | Pcs | 4250 | PERI | IDR | PERI | 0 | 0 | Material | N | N | N | ""
12306 | 110016-PERI | PERI - HANDRAIL POST HSGP-2 |  | 2023-09-22 09:34:33 | 0 | Pcs | 15300 | PERI | IDR | PERI | 0 | 0 | Material | N | N | N | ""
12294 | 110004-PERI | PERI - INSIDE CORNER 150 |  | 2023-09-21 21:47:32 | 0 | Pcs | 107100 | PERI | IDR | PERI | 0 | 0 | Material | N | N | N | ""
12295 | 110005-PERI | PERI - KICKER AV1 |  | 2023-09-21 21:49:19 | 0 | Pcs | 29750 | PERI | IDR | PERI | 0 | 0 | Material | N | N | N | ""
12296 | 110006-PERI | PERI - OUTSIDE CORNER ANGLE HSW 150 |  | 2023-09-21 21:51:20 | 0 | Pcs | 43350 | PERI | IDR | PERI | 0 | 0 | Material | N | N | N | ""
12298 | 110008-PERI | PERI - PANEL 150 X 90 |  | 2023-09-21 21:54:05 | 0 | Pcs | 354450 | PERI | IDR | PERI | 0 | 0 | Material | N | N | N | ""
12297 | 110007-PERI | PERI - PANEL HS 150 X 30 |  | 2023-09-21 21:52:42 | 0 | Pcs | 195500 | PERI | IDR | PERI | 0 | 0 | Material | N | N | N | ""
12299 | 110009-PERI | PERI - PUSH PULL PROP RSS 1 |  | 2023-09-21 21:56:39 | 0 | Pcs | 61200 | PERI | IDR | PERI | 0 | 0 | Material | N | N | N | ""
12305 | 110015-PERI | Peri - SCAFFOLD bracket MPK 80 |  | 2023-09-22 09:33:03 | 0 | Pcs | 17000 | PERI | IDR | PERI | 0 | 0 | Material | N | N | N | ""
12310 | 110020-PERI | PERI - SCAFFOLD TUBE d 48.3 X 3.2 L 2.0 M |  | 2023-09-22 09:40:56 | 0 | Pcs | 9350 | PERI | IDR | PERI | 0 | 0 | Material | N | N | N | ""
12309 | 110019-PERI | PERI - SCAFFOLD TUBE d 48.3 X 3.2 L 5.0 M |  | 2023-09-22 09:39:08 | 0 | Pcs | 22100 | PERI | IDR | PERI | 0 | 0 | Material | N | N | N | ""
12308 | 110018-PERI | PERI - SCAFFOLD TUBE d 48.3 X 3.2 L 6.0 M |  | 2023-09-22 09:37:57 | 0 | Pcs | 27200 | PERI | IDR | PERI | 0 | 0 | Material | N | N | N | ""
12301 | 110011-PERI | PERI - SCAFFOLD TUBE d48.3 X 3.2 L 4.0 M |  | 2023-09-21 22:00:40 | 0 | Pcs | 17850 | PERI | IDR | PERI | 0 | 0 | Material | N | N | N | ""
12300 | 110010-PERI | PERI - SCAFFOLD TUBE HOLDER HSGH B |  | 2023-09-21 21:58:15 | 0 | Pcs | 10200 | PERI | IDR | PERI | 0 | 0 | Material | N | N | N | ""
12307 | 110017-PERI | PERI - TIE ROD DW 156 L 100 CM |  | 2023-09-22 09:36:12 | 0 | Pcs | 0 | PERI |  | PERI | 0 | 0 | Material | N | N | N | ""
12302 | 110012-PERI | PERI - WINGNUT DW 15, GALV |  | 2023-09-21 22:02:08 | 0 | Pcs | 0 | PERI |  | PERI | 0 | 0 | Material | N | N | N | ""
9926 | 521011-0000 | perijinan dan koordinasi |  | 2015-06-19 15:34:36 | 0 | Ls | 20408163.27 | 0000 | IDR | General | 0 | 0 | Material | N | N | N | ""
8078 | 521001-0000 | Perijinan Galian Tanah pada Daerah Milik Jalan |  |  | 0 | Mtr | 30000 | 0000 | IDR |  | 0 | 0 |  | N | N | N
8079 | 521002-0000 | Perijinan Pemakaian Duct Existing (Vacant Duct) |  |  | 0 | Mtr | 0 | 0000 |  |  | 0 | 0 |  | N | N | N
8283 | 121170-0000 | Perijinan Pengeboran Tanah Crossing Rell Kereta, pada Daerah Milik PJKA |  | 2013-08-01 09:48:47 | 0 | Mtr | 0 | 0000 | IDR | General | 0 | 10101 | Material | N | N | N | ""
9478 | 521008-0000 | Perijinan Tanam Tiang |  | 2014-09-24 16:46:03 | 0 | btg | 15625 | 0000 | IDR | General | 0 | 11824 | Material | N | N | N | ""
9485 | 820062-0000 | Periodic Maintenance Elevator/ Perawatan Berkala Elevator |  | 2014-10-07 15:10:38 | 0 | Ls | 627273 | 0000 | IDR | General | 550000 | 12020 | Material | N | N | N | ""
9820 | 521010-0000 | Perizinan penempatan ODC |  | 2015-02-14 13:09:30 | 0 | Site | 5000000 | 0000 | IDR | General | 0 | 12502 | Material | N | N | N | ""
10377 | 820093-0000 | Perpanjang STNK Mobil |  | 2016-09-27 16:40:42 | 0 | Ls | 0 | 0000 |  | General | 0 | 0 | Material | N | N | N | ""
9862 | 820071-0000 | Personal Income Tax |  | 2015-03-25 14:14:07 | 0 | Ls | 0 | 0000 |  | General | 0 | 0 | Material | N | N | N | ""
10494 | 610018-DNFG | Personal safety Grounding Wire |  | 2016-12-21 21:59:45 | 0 | Pcs | 830000 | DNFG | IDR | Dong Fang | 0 | 0 | Material | N | N | N | ""
12467 | 313668-0000 | Perubahan Spesifikasi Material |  | 2024-10-17 15:14:01 | 0 | Set | 5000000 | 0000 | IDR | General | 0 | 0 | Material | N | N | N | ""
10118 | 820090-0000 | Pest control, fumigasi, pemberantasan hama |  | 2016-01-12 16:12:43 | 0 | Ls | 800000 | 0000 | IDR | General | 0 | 1215000 | Material | N | N | N | ""
12024 | 611283-0000 | Peti Peralatan |  | 2022-01-09 12:28:19 | 0 | Unit | 0 | 0000 |  | General | 0 | 0 | Material | N | N | N | ""
8504 | 820017-0000 | Petty Cash |  | 2013-09-25 15:56:30 | 0 | Ls | 100000 | 0000 | IDR | General | 0 | 11319 | Material | N | N | N | ""
11089 | 313415-0000 | Phase Plate with fixing facilities |  | 2018-04-05 17:51:15 | 0 | Pcs | 300000 | 0000 | IDR | General | 0 | 0 | Material | N | N | N | ""
12073 | 313568-0000 | Photocell |  | 2022-01-27 16:33:10 | 0 | Pcs | 0 | 0000 |  | General | 0 | 0 | Material | N | N | N | ""
9864 | 820073-0000 | Piece Meal |  | 2015-03-25 14:16:51 | 0 | Ls | 0 | 0000 |  | General | 0 | 0 | Material | N | N | N | ""
9054 | 424047-0000 | Piece Meal Pekerjaan BC-TR-5 |  | 2014-06-20 11:01:04 | 750 | Mtr | 0 | 0000 | IDR | General | 0 | 11793 | Material | Y | N | N | ""
9348 | 424067-0000 | Piece Meal Pekerjaan BC-TR-Rock |  | 2014-06-20 11:01:18 | 1250 | Mtr | 0 | 0000 | IDR | General | 0 | 11841 | Material | Y | N | N | ""
9974 | 424115-0000 | Piecemeal Pemasangan/ Penarikan Kabel Serat Optik (FO) 96 Core |  | 2015-08-11 17:07:38 | 3700 | Mtr | 0 | 0000 |  | General | 0 | 0 | Material | Y | N | N | ""
9971 | 424112-0000 | Piecemeal Install OTB 12 core include pigtail |  | 2015-08-11 17:02:41 | 60000 | Pcs | 0 | 0000 |  | General | 0 | 0 | Material | Y | N | N | ""
9966 | 424107-0000 | Piecemeal Install Steel Poles 7 m For Aerial Cable & Include Accessories. |  | 2015-08-11 16:53:48 | 130 | btg | 0 | 0000 |  | General | 0 | 0 | Material | Y | N | N | ""
9967 | 424108-0000 | Piecemeal Install Steel Poles 9 m For Aerial Cable & Include Accessories. |  | 2015-08-11 16:54:55 | 150 | btg | 0 | 0000 |  | General | 0 | 0 | Material | Y | N | N | ""
9980 | 424120-0000 | piecemeal pasang accesories tiang |  | 2015-08-12 08:40:49 | 7000 | Set | 0 | 0000 |  | General | 0 | 0 | Material | Y | N | N | ""
9981 | 424121-0000 | piecemeal pasang pondasi ODC |  | 2015-08-12 08:41:56 | 5000000 | Unit | 0 | 0000 |  | General | 0 | 0 | Material | Y | N | N | ""
9970 | 424111-0000 | Piecemeal Pekerjaan Pemasangan Passive Spliter |  | 2015-08-11 17:00:28 | 15000 | Pcs | 0 | 0000 |  | General | 0 | 0 | Material | Y | N | N | ""
9978 | 424119-0000 | Piecemeal Pemasangan installasi listrik PLN KWH Interconnection 20A |  | 2015-08-11 17:13:34 | 8000000 | Ls | 0 | 0000 |  | General | 0 | 0 | Material | Y | N | N | ""
9977 | 424118-0000 | Piecemeal Pemasangan Kerangkeng ODC |  | 2015-08-11 17:12:19 | 1000000 | Ls | 0 | 0000 |  | General | 0 | 0 | Material | Y | N | N | ""
9972 | 424113-0000 | Piecemeal Pemasangan Optical Distribution pole ( ODP ) kapasitas |  | 2015-08-11 17:04:20 | 60000 | Pcs | 0 | 0000 |  | General | 0 | 0 | Material | Y | N | N | ""
9969 | 424110-0000 | Piecemeal Pemasangan Riser Pipe 2 inch |  | 2015-08-11 16:58:15 | 25000 | Mtr | 0 | 0000 |  | General | 0 | 0 | Material | Y | N | N | ""
9968 | 424109-0000 | Piecemeal Pemasangan Slack hanger incld accessories |  | 2015-08-11 16:56:26 | 25000 | Pcs | 0 | 0000 |  | General | 0 | 0 | Material | Y | N | N | ""
9976 | 424117-0000 | Piecemeal Penyambungan Kabel Serat Optik (Optical) |  | 2015-08-11 17:10:57 | 35000 | Core | 0 | 0000 |  | General | 0 | 0 | Material | Y | N | N | ""
9975 | 424116-0000 | Piecmeal Pemasangan Clusure FO 96 Core |  | 2015-08-11 17:09:20 | 60000 | Pcs | 0 | 0000 |  | General | 0 | 0 | Material | Y | N | N | ""
10037 | 413153-0000 | Pigtail G652D LC/APC |  | 2015-11-05 09:23:28 | 0 | Pcs | 30000 | 0000 | IDR | General | 26500 | 13617 | Material | N | N | N | ""
11232 | 413203-0000 | Pigtail G 657 A SC/APC |  | 2018-12-27 11:01:15 | 0 | Pcs | 0 | 0000 |  | General | 0 | 0 | Material | N | N | N | ""
10190 | 413172-0000 | Pigtail G 657A SC/UPC |  | 2016-06-16 15:38:24 | 0 | Pcs | 14000 | 0000 | IDR | General | 14000 | 13322 | Material | N | N | N | ""
12756 | 129483-0000 | Pile Dynamic Load Test (PDA Test) |  | 2025-10-23 19:12:23 | 0 | Ttk | 3500000 | 0000 | IDR | General | 0 | 0 | Material | N | N | N | ""
12347 | 129455-0000 | Pile Loading Test |  | 2024-05-16 11:17:06 | 0 | Ttk | 0 | 0000 |  | General | 0 | 0 | Material | N | N | N | ""
9225 | 313063-0000 | Pilot Lamp (220 Volt) |  | 2014-05-12 11:19:30 | 0 | Pcs | 0 | 0000 | IDR | General | 0 | 0 | Material | N | N | N | ""
10607 | 610003-ALFR | Pin TCT 35 Dia. 18 - 35 mm, 8 x 87 mm |  | 2017-04-27 16:25:04 | 0 | Unit | 150000 | ALFR | IDR | Alfra - Germany | 0 | 0 | Material | N | N | N | ""
11561 | 810100-0000 | pinset |  | 2019-11-26 15:13:59 | 0 | Pcs | 0 | 0000 |  | General | 0 | 0 | Material | N | N | N | ""
12801 | 111715-0000 | Pintu Baja Swing Double 2600 mm x 2150 mm |  | 2025-11-30 13:32:46 | 0 | Unit | 0 | 0000 |  | General | 0 | 0 | Material | N | N | N | ""
12039 | 111624-0000 | Pintu dan Kusen Baja 2500 x 2000 |  | 2022-01-27 14:39:11 | 0 | Set | 11240000 | 0000 | IDR | General | 0 | 0 | Material | N | N | N | ""
10996 | 111471-0000 | Pintu dorong BRC |  | 2017-09-27 16:21:24 | 0 | Set | 22500 | 0000 | IDR | General | 0 | 0 | Material | N | N | N | ""
10750 | 129245-0000 | Pintu Main Gate tinggi 1.90 m , lebar 10.00 m (pintu sliding) |  | 2017-08-03 19:09:34 | 0 | Pcs | 10350000 | 0000 | IDR | General | 0 | 0 | Material | N | N | N | ""
10024 | 111350-0000 | Pintu pagar BRC |  | 2015-10-13 16:25:23 | 0 | Unit | 2550000 | 0000 | IDR | General | 2400000 | 13764 | Material | N | N | N | ""
10748 | 129243-0000 | Pintu Pagar BRC tinggi 1.20 m, lebar 1.10 m (pintu tunggal) |  | 2017-08-03 19:07:26 | 0 | Mtr | 250000 | 0000 | IDR | General | 0 | 0 | Material | N | N | N | ""
10610 | 111410-0000 | Pintu Pagar BRC uk. 1.9 x 6 meter |  | 2017-05-02 12:17:14 | 0 | Ls | 2240000 | 0000 | IDR | General | 0 | 0 | Material | N | N | N | ""
10751 | 129246-0000 | Pintu Pagar tinggi 1.90 m , lebar 1.20 m (pintu personal) |  | 2017-08-03 19:10:22 | 0 | Pcs | 0 | 0000 |  | General | 0 | 0 | Material | N | N | N | ""
12787 | 111709-0000 | Pintu Plat Baja Ukr. 3200 mm x 2000 mm (Sliding Door) |  | 2025-11-22 23:03:48 | 0 | Unit | 0 | 0000 |  | General | 0 | 0 | Material | N | N | N | ""
11430 | 111512-0000 | Pintu type P1 |  | 2019-07-22 10:14:53 | 0 | Set | 200000 | 0000 | IDR | General | 0 | 0 | Material | N | N | N | ""
11431 | 111513-0000 | Pintu type P2 |  | 2019-07-22 10:15:32 | 0 | Set | 850000 | 0000 | IDR | General | 0 | 0 | Material | N | N | N | ""
11432 | 111514-0000 | Pintu type P3 |  | 2019-07-22 10:16:07 | 0 | Set | 3000000 | 0000 | IDR | General | 0 | 0 | Material | N | N | N | ""
11433 | 111515-0000 | Pintu type P4 |  | 2019-07-22 10:16:44 | 0 | Set | 1600000 | 0000 | IDR | General | 0 | 0 | Material | N | N | N | ""
11434 | 111516-0000 | Pintu type P5 |  | 2019-07-22 10:17:22 | 0 | Set | 1850000 | 0000 | IDR | General | 0 | 0 | Material | N | N | N | ""
11435 | 111517-0000 | Pintu type P6 |  | 2019-07-22 10:18:01 | 0 | Set | 202900 | 0000 | IDR | General | 0 | 0 | Material | N | N | N | ""
8129 | 111009-0000 | Pipa Baja Galvanize 1 inchi |  |  | 0 | Mtr | 180000 | 0000 | IDR |  | 0 | 0 |  | N | N | N
8461 | 111206-0000 | Pipa Besi dia 1 1/4 Inch |  | 2013-09-16 14:32:00 | 0 | Pcs | 125000 | 0000 | IDR | General | 280000 | 11455 | Material | N | N | N | ""
12243 | 111656-0000 | Pipa Besi dia 2 Inch (6 Meter) |  | 2023-04-06 17:08:17 | 0 | btg | 0 | 0000 |  | General | 0 | 0 | Material | N | N | N | ""
8416 | 111204-0000 | Pipa besi dia 3 Inchi (Panjang 6m) |  | 2017-08-03 15:09:35 | 0 | btg | 35000 | 0000 | IDR | General | 1000000 | 13327 | Material | N | N | N | ""
9505 | 413099-0000 | Pipa besi diameter dalam 100 mm dan ketebalan pipa 3,65 mm untuk 1 pipa |  | 2016-02-10 11:03:31 | 0 | Mtr | 136666.67 | 0000 | IDR | General | 63000 | 12210 | Material | N | N | N | ""
8325 | 111018-0000 | Pipa Besi Galvanize 4 Inchi t 2.8 |  | 2014-01-07 14:50:27 | 0 | Btg | 90000 | 0000 | IDR | General | 680000 | 10101 | Material | N | N | N | ""
9600 | 111306-0000 | Pipa Besi Galvanize, dia 19mm panjang 3m |  | 2017-06-08 10:42:55 | 0 | Pcs | 0 | 0000 | IDR | General | 300000 | 13312 | Material | N | N | N | ""
10708 | 129227-0000 | Pipa Drainase |  | 2017-08-03 18:13:29 | 0 | Mtr | 0 | 0000 |  | General | 0 | 0 | Material | N | N | N | ""
9506 | 413100-0000 | Pipa duct dengan pasir diameter dalam 100 mm dan ketebalan pipa 5,5 mm untuk 1 pipa |  | 2016-02-10 11:02:50 | 0 | Mtr | 0 | 0000 | IDR | General | 0 | 12210 | Material | N | N | N | ""
9547 | 211068-0000 | Pipa Duct dengan system gantung 1 tiang besi, bentang s/d 100 meter |  | 2016-02-10 14:58:29 | 0 | Mtr | 0 | 0000 | IDR | General | 0 | 12148 | Material | N | N | N | ""
9401 | 413083-0000 | Pipa Duct dengan system gantung 1 tiang besi, bentang s/d 40 meter |  | 2016-02-10 15:01:42 | 0 | Mtr | 125000 | 0000 | IDR | General | 110000 | 11711 | Material | N | N | N | ""
8130 | 411001-0000 | Pipa Duct HDPE Diameter 1 inchi |  |  | 0 | Mtr | 4000 | 0000 | IDR |  | 0 | 0 |  | N | N | N
8326 | 413044-0000 | Pipa Duct HDPE Diameter 33/40 |  | 2013-08-01 13:35:50 | 0 | Mtr | 8541 | 0000 | IDR | General | 8500 | 10101 | Material | N | N | N | ""
8131 | 411002-0000 | Pipa Duct HDPE Diameter 4 inchi |  |  | 0 | Mtr | 0 | 0000 |  |  | 0 | 0 |  | N | N | N
9507 | 413101-0000 | Pipa duct metode boring manual/mesin, menggunakan pipa galvanis dengan diameter dalam 100mm dan ketebalan 3,65mm, 1 pipa |  | 2016-02-10 15:57:54 | 0 | Mtr | 58664.97 | 0000 | IDR | General | 0 | 12210 | Material | N | N | N | ""
8289 | 111024-0000 | Pipa Duct PVC Diameter 4 Inchi |  | 2013-08-01 10:04:04 | 0 | Mtr | 0 | 0000 | IDR | General | 0 | 10101 | Material | N | N | N | ""
9543 | 413117-0000 | Pipa Galvanis 2 inch 3mtr |  | 2014-11-17 11:59:03 | 0 | btg | 90000 | 0000 | IDR | General | 150000 | 12148 | Material | N | N | N | ""
11795 | 211329-0000 | Pipa Galvanis 2.5 inch |  | 2021-06-10 20:29:33 | 0 | btg | 1054545 | 0000 | IDR | General | 0 | 0 | Material | N | N | N | ""
7684 | 210015-0000 | Pipa Galvanis 3 inch 2mtr |  |  | 0 | Mtr | 30000 | Gener | IDR | "" | 0 | 0 | Material | N | N | N
7682 | 210013-0000 | Pipa Galvanis 3 inch 6mtr |  |  | 0 | Mtr | 1171296 | Gener | IDR | "" | 368000 | 0 | Material | N | N | N
7683 | 210014-0000 | Pipa Galvanis 4 inch 6mtr |  | 2013-12-11 08:53:04 | 0 | Btg | 1956363 | Gener | IDR | "" | 600000 | 0 | Material | N | N | N
11796 | 211330-0000 | Pipa Galvanis 5 inch |  | 2021-06-10 20:30:54 | 0 | btg | 2750000 | 0000 | IDR | General | 0 | 0 | Material | N | N | N | ""
9945 | 413148-0000 | Pipa Galvanized 2 Inch |  | 2015-07-07 15:10:14 | 0 | btg | 252420 | 0000 | IDR | General | 0 | 0 | Material | N | N | N | ""
7679 | 210010-0000 | Pipa HDPE 4 inch (Black) |  | 2015-11-19 13:57:12 | 0 | Mtr | 0 | Gener | "" | "" | 215000 | 13648 | Material | N | N | N
8159 | 411016-0000 | Pipa HDPE 40/33 |  | 2013-07-10 11:55:37 | 0 | Mtr | 17082 | 0000 | IDR | General | 9200 | 9982 | Material | N | N | N | ""
9470 | 413093-0000 | Pipa HDPE 50/42 |  | 2014-09-11 15:59:35 | 0 | Mtr | 15200 | 0000 | IDR | General | 0 | 11696 | Material | N | N | N | ""
9407 | 413084-0000 | Pipa HDPE Telkomsel 40/32 warna putih strip merah. |  | 2014-08-21 09:34:32 | 0 | Mtr | 10800 | 0000 | IDR | General | 10800 | 11742 | Material | N | N | N | ""
11800 | 111603-0000 | Pipa PVC 1 inch |  | 2021-06-10 21:46:48 | 0 | btg | 24000 | 0000 | IDR | General | 0 | 0 | Material | N | N | N | ""
7681 | 210012-0000 | Pipa PVC 1.5 inch |  | 2018-01-25 10:38:16 | 0 | Mtr | 10000 | Gener | IDR | "" | 30000 | 13339 | Material | N | N | N
11979 | 111617-0000 | Pipa PVC 10 inch |  | 2021-11-30 10:55:09 | 0 | btg | 1200000 | 0000 | IDR | General | 0 | 0 | Material | N | N | N | ""
10652 | 111416-0000 | pipa pvc 20mm |  | 2017-06-16 15:04:20 | 0 | btg | 70000 | 0000 | IDR | General | 0 | 0 | Material | N | N | N | ""
12344 | 211464-0000 | Pipa PVC 3 inch |  | 2024-05-16 09:38:39 | 0 | Mtr | 0 | 0000 |  | General | 0 | 0 | Material | N | N | N | ""
11576 | 211272-0000 | Pipa PVC 3 invh |  | 2020-02-11 14:10:15 | 0 | Pcs | 101000 | 0000 | IDR | General | 0 | 0 | Material | N | N | N | ""
11766 | 111593-0000 | Pipa PVC 3/4 inch |  | 2021-02-04 10:57:45 | 0 | btg | 33000 | 0000 | IDR | General | 0 | 0 | Material | N | N | N | ""
7680 | 210011-0000 | Pipa PVC 4 inch |  |  | 0 | Mtr | 37900 | Gener | IDR | "" | 35000 | 0 | Material | N | N | N
8286 | 111021-0000 | Pipa PVC 4 Inchi |  | 2015-11-19 10:49:01 | 0 | Mtr | 22387.5 | 0000 | IDR | General | 215000 | 13648 | Material | N | N | N | ""
12343 | 211463-0000 | Pipa PVC 6 Inch |  | 2024-05-16 09:37:17 | 0 | Mtr | 99500 | 0000 | IDR | General | 0 | 0 | Material | N | N | N | ""
12477 | 211476-0000 | Pipa PVC AW 2.5 Inch |  | 2024-11-05 17:28:18 | 0 | btg | 95000 | 0000 | IDR | General | 0 | 0 | Material | N | N | N | ""
12479 | 211478-0000 | Pipa PVC AW 2.5 Inch |  | 2024-11-05 17:33:37 | 0 | Mtr | 30381.76 | 0000 | IDR | General | 0 | 0 | Material | N | N | N | ""
12478 | 211477-0000 | Pipa PVC AW 4 Inch |  | 2024-11-05 17:30:17 | 0 | Mtr | 70890.77 | 0000 | IDR | General | 0 | 0 | Material | N | N | N | ""
12480 | 211479-0000 | Pipa PVC AW 5 Inch |  | 2024-11-05 17:34:39 | 0 | Mtr | 112280.41 | 0000 | IDR | General | 0 | 0 | Material | N | N | N | ""
9339 | 211047-0000 | Pipa PVC tipe AW diameter 2 inch |  | 2016-02-10 14:54:34 | 0 | Mtr | 20847.97 | 0000 | IDR | General | 13600 | 11841 | Material | N | N | N | ""
9512 | 413106-0000 | Pipa riser untuk pelindung kabel pada titik naik kabel sekunder diameter 2 Inch panjang 3 meter. |  | 2016-02-10 15:28:10 | 0 | Pcs | 0 | 0000 | IDR | General | 0 | 12210 | Material | N | N | N | ""
12502 | 211480-0000 | Pipa Sambungan PVC 6 Inch Bentuk T |  | 2024-11-07 15:38:22 | 0 | Unit | 210509.01 | 0000 | IDR | General | 0 | 0 | Material | N | N | N | ""
12503 | 211481-0000 | Pipa Sambungan PVC 6 Inch Bentuk Y |  | 2024-11-07 15:40:07 | 0 | Unit | 148864.86 | 0000 | IDR | General | 0 | 0 | Material | N | N | N | ""
11716 | 611180-0000 | Pipa Tremie |  | 2020-12-24 15:50:12 | 0 | Pcs | 0 | 0000 |  | General | 0 | 0 | Material | N | N | N | ""
11860 | 611206-0000 | Pipa Tremy 6 inch |  | 2021-09-19 15:30:49 | 0 | Mtr | 45000 | 0000 | IDR | General | 0 | 0 | Material | N | N | N | ""
11216 | 810067-0000 | Pita Police Line |  | 2018-12-11 14:02:17 | 0 | Rol | 29300 | 0000 | IDR | General | 0 | 0 | Material | N | N | N | ""
12179 | 313592-0000 | Pivot Suspension Clamp 18-30 mm 120 kN |  | 2022-11-06 18:18:50 | 0 | Pcs | 30 | 0000 | USD | General | 0 | 0 | Material | N | N | N | ""
11142 | 111490-0000 | Plafon Akustik Amstrong |  | 2018-08-10 15:49:57 | 0 | M2 | 611000 | 0000 | IDR | General | 0 | 0 | Material | N | N | N | ""
11499 | 111540-0000 | Plafond Gypsum |  | 2019-09-05 10:01:19 | 0 | M2 | 42500 | 0000 | IDR | General | 0 | 0 | Material | N | N | N | ""
12133 | 211430-0000 | Plastic Rope 6 mm |  | 2022-08-06 11:43:47 | 0 | Mtr | 1182.88 | 0000 | IDR | General | 0 | 0 | Material | N | N | N | ""
12223 | 111648-0000 | Plastik Cor |  | 2023-03-25 16:12:13 | 0 | Mtr | 6000 | 0000 | IDR | General | 0 | 0 | Material | N | N | N | ""
11794 | 211328-0000 | Plat Besi 8 mm |  | 2021-06-10 20:23:57 | 0 | Lbr | 2469803 | 0000 | IDR | General | 0 | 0 | Material | N | N | N | ""
12693 | 111693-0000 | Plat Besi tebal 5 mm |  | 2025-07-29 11:55:13 | 0 | M2 | 0 | 0000 |  | General | 0 | 0 | Material | N | N | N | ""
11791 | 211325-0000 | Plat Besi tebal 6 mm |  | 2021-06-10 20:18:24 | 0 | Lbr | 2701000 | 0000 | IDR | General | 0 | 0 | Material | N | N | N | ""
10026 | 111351-0000 | Plat Bondek 2 mm |  | 2016-02-10 11:40:44 | 0 | Mtr | 0 | 0000 |  | General | 0 | 13658 | Material | N | N | N | ""
7805 | 124020-0000 | Plat Bordes 5 mm |  |  | 0 | Pcs | 1070000 | M2 | IDR | "" | 0 | 0 | Material | N | N | N
12393 | 211470-0000 | Plat Bordes Tebal 3.2mm |  | 2024-05-23 10:58:11 | 0 | M2 | 0 | 0000 |  | General | 0 | 0 | Material | N | N | N | ""
12392 | 211469-0000 | Plat Bordes Tebal 6 mm |  | 2024-05-23 10:55:04 | 0 | M2 | 3154774.77 | 0000 | IDR | General | 0 | 0 | Material | N | N | N | ""
12289 | 211457-0000 | Plat Filler |  | 2023-08-10 16:50:15 | 0 | Pcs | 0 | 0000 |  | General | 0 | 0 | Material | N | N | N | ""
12694 | 111694-0000 | Plat Strip Lebar 4cm Tebal 5cm |  | 2025-07-29 11:57:25 | 0 | Ml | 0 | 0000 |  | General | 0 | 0 | Material | N | N | N | ""
12421 | 211473-0000 | Plat Strip Lebar 5 Cm Tebal 5 Cm Panjang 6 Meter |  | 2024-07-28 15:51:11 | 0 | btg | 216800 | 0000 | IDR | General | 0 | 0 | Material | N | N | N | ""
10616 | 211123-0000 | Plate 8 mm uk 1220 mm x 2440 mm |  | 2017-05-15 12:12:38 | 0 | Lbr | 1832600 | 0000 | IDR | General | 0 | 0 | Material | N | N | N | ""
11718 | 111582-0000 | Plate 8 mm ukuran 1200 mm x 2400 mm |  | 2020-12-30 11:51:50 | 0 | Pcs | 2584545.45 | 0000 | IDR | General | 0 | 0 | Material | N | N | N | ""
11774 | 111599-0000 | Plate Washer Angkur / Anchor 2 1/4 inch |  | 2021-03-02 21:19:17 | 0 | Pcs | 45000 | 0000 | IDR | General | 0 | 0 | Material | N | N | N | ""
12472 | 720072-0000 | Platform Fee |  | 2024-10-17 22:38:02 | 0 | Pcs | 5000 | 0000 | IDR | General | 0 | 0 | Material | N | N | N | ""
11555 | 810095-0000 | plester 1,25cm |  | 2019-11-26 15:06:51 | 0 | Rol | 10000 | 0000 | IDR | General | 0 | 0 | Material | N | N | N | ""
11556 | 810096-0000 | plester cepat |  | 2019-11-26 15:07:45 | 0 | Pcs | 1000 | 0000 | IDR | General | 0 | 0 | Material | N | N | N | ""
10893 | 129298-0000 | Plesteran 1by2 (untuk trap proteksi) |  | 2017-08-04 16:47:05 | 0 | M2 | 0 | 0000 |  | General | 0 | 0 | Material | N | N | N | ""
12238 | 611313-0000 | Plug & Socket 3 Pin 16 A Male&Female |  | 2023-04-05 16:40:45 | 0 | Pcs | 95000 | 0000 | IDR | General | 0 | 0 | Material | N | N | N | ""
12221 | 111646-0000 | Plywood 15 mm |  | 2023-03-25 15:18:29 | 0 | Pcs | 270000 | 0000 | IDR | General | 0 | 0 | Material | N | N | N | ""
12260 | 111660-0000 | Plywood Phenolic 12 mm Single Faces 12 mm X 2440 X 1220 |  | 2023-05-23 11:00:57 | 0 | Lbr | 210000 | 0000 | IDR | General | 0 | 0 | Material | N | N | N | ""
10429 | 810029-0000 | Pocket PP Bambi |  | 2016-11-24 09:27:33 | 0 | Pcs | 33000 | 0000 | IDR | General | 0 | 0 | Material | N | N | N | ""
12582 | 313729-0000 | PoE Injector 60 Watt |  | 2025-02-07 17:31:31 | 0 | Pcs | 1238428.75 | 0000 | IDR | General | 0 | 0 | Material | N | N | N | ""
11447 | 111527-0000 | pohon pinang diameter 10-15 cm |  | 2019-07-31 10:59:59 | 0 | btg | 75000 | 0000 | IDR | General | 0 | 0 | Material | N | N | N | ""
11030 | 413200-0000 | pole 12m |  | 2017-11-24 13:46:39 | 0 | Set | 20971000 | 0000 | IDR | General | 0 | 0 | Material | N | N | N | ""
9096 | 211038-0000 | Pole 2 meter |  | 2014-03-14 16:18:09 | 0 | Pcs | 400000 | 0000 | IDR | General | 400000 | 11633 | Material | N | N | N | ""
11539 | 129390-0000 | pole 3m |  | 2019-11-01 21:34:04 | 0 | Ls | 1150000 | 0000 | IDR | General | 0 | 0 | Material | Y | N | N | ""
9214 | 211045-0000 | Pole 6 mtr |  | 2014-05-07 15:34:13 | 0 | ea | 3800000 | 0000 | IDR | General | 0 | 11579 | Material | N | N | N | ""
10388 | 610001-DNFG | Pompa Air dan Pasir |  | 2016-11-12 14:52:41 | 0 | Unit | 12500000 | DNFG | IDR | Dong Fang | 0 | 0 | Material | N | N | N | ""
9063 | 111271-0000 | Pompa Air Kerja (termasuk instalasi) |  | 2016-02-10 15:24:48 | 0 | Unit | 1800000 | 0000 | IDR | General | 0 | 11793 | Material | N | N | N | ""
9099 | 111277-0000 | Pondasi Batching Plant |  | 2014-03-14 16:20:06 | 0 | Ls | 0 | 0000 | IDR | General | 0 | 11633 | Material | N | N | N | ""
11012 | 129332-0000 | Pondasi Capacitor Voltage Transformer |  | 2017-10-20 10:47:26 | 0 | M3 | 1110000 | 0000 | IDR | General | 0 | 0 | Material | N | N | N | ""
11014 | 129334-0000 | Pondasi Circuit Breaker |  | 2017-10-20 10:49:43 | 0 | M3 | 1110000 | 0000 | IDR | General | 0 | 0 | Material | N | N | N | ""
11011 | 129331-0000 | Pondasi Current Transformer |  | 2017-10-20 10:46:25 | 0 | M3 | 1110000 | 0000 | IDR | General | 0 | 0 | Material | N | N | N | ""
11013 | 129333-0000 | Pondasi Disconnecting Switch & DSE |  | 2017-10-20 10:48:58 | 0 | M3 | 1110000 | 0000 | IDR | General | 0 | 0 | Material | N | N | N | ""
10755 | 129250-0000 | Pondasi Fire Protection |  | 2017-08-03 19:13:56 | 0 | Pcs | 5450904 | 0000 | IDR | General | 0 | 0 | Material | N | N | N | ""
11009 | 129329-0000 | Pondasi Line Trap |  | 2017-10-20 10:44:14 | 0 | M3 | 1110000 | 0000 | IDR | General | 0 | 0 | Material | N | N | N | ""
11076 | 111481-0000 | pondasi Marshaling Kiosk |  | 2018-03-22 11:50:58 | 0 | Unit | 0 | 0000 |  | General | 0 | 0 | Material | N | N | N | ""
10761 | 129252-0000 | Pondasi Pondasi Trafo |  | 2017-08-03 19:21:37 | 0 | Ls | 1200000 | 0000 | IDR | General | 0 | 0 | Material | N | N | N | ""
10754 | 129249-0000 | Pondasi Post Insulator |  | 2017-08-03 19:12:56 | 0 | Pcs | 1999640 | 0000 | IDR | General | 0 | 0 | Material | N | N | N | ""
10760 | 129251-0000 | Pondasi Shielding Mast |  | 2017-08-03 19:20:50 | 0 | Ls | 23500 | 0000 | IDR | General | 0 | 0 | Material | N | N | N | ""
11010 | 129330-0000 | Pondasi Surge Arrester |  | 2017-10-20 10:45:23 | 0 | M3 | 1110000 | 0000 | IDR | General | 0 | 0 | Material | N | N | N | ""
9933 | 111347-0000 | Pondasi tower latice type DDR6 9 klas 6 mutu beton K225 berikut galian, bekisting dll |  | 2015-06-19 16:39:24 | 0 | Set | 20000 | 0000 | IDR | General | 0 | 0 | Material | N | N | N | ""
10963 | 129324-0000 | Pondasi Tower Latis |  | 2017-09-14 10:28:04 | 0 | M3 | 500000 | 0000 | IDR | General | 0 | 3000000 | Material | N | N | N | ""
11844 | 211345-0000 | Portable Boat Fiber Cap. 4 org |  | 2021-09-15 10:44:30 | 0 | Unit | 9500000 | 0000 | IDR | General | 0 | 0 | Material | N | N | N | ""
9686 | 111320-0000 | Post For Gantries 1 (Deep Foundation) |  | 2015-02-02 18:28:16 | 0 | Unit | 97129780.46 | 0000 | IDR | General | 0 | 12502 | Material | N | N | N | ""
9838 | 111342-0000 | Post For Gantries 1 (Deep Foundation) 70 kV |  | 2015-03-09 09:18:56 | 0 | Unit | 0 | 0000 |  | General | 0 | 0 | Material | N | N | N | ""
9687 | 111321-0000 | Post For Gantries 2 (Shallow Foundation) |  | 2015-02-02 18:29:06 | 0 | Unit | 25247023 | 0000 | IDR | General | 0 | 12502 | Material | N | N | N | ""
9839 | 111343-0000 | Post For Gantries 2 (Shallow Foundation) 70 kV |  | 2015-03-09 09:20:33 | 0 | Unit | 0 | 0000 |  | General | 0 | 0 | Material | N | N | N | ""
9410 | 313082-0000 | Post Insulator |  | 2014-08-28 11:42:16 | 0 | Pcs | 218 | 0000 | USD | General | 577.5 | 11684 | Material | N | N | N | ""
11654 | 313522-0000 | Post Insulator 20 kV |  | 2020-08-26 09:30:20 | 0 | Pcs | 1200000 | 0000 | IDR | General | 0 | 0 | Material | N | N | N | ""
10521 | 313259-0000 | Post Insulator C4-750/5720 mm |  | 2017-08-30 09:17:55 | 0 | Pcs | 8100000 | 0000 | IDR | General | 0 | 13346 | Material | N | N | N | ""
11876 | 211354-0000 | Post Insulator Mounting Bracket |  | 2021-09-23 19:28:10 | 0 | Pcs | 681800 | 0000 | IDR | General | 0 | 0 | Material | N | N | N | ""
12680 | 313756-0000 | Post Insulator Porcelain 1700 mm 31mm/kV |  | 2025-07-09 11:18:08 | 0 | Pcs | 15000000 | 0000 | IDR | General | 0 | 0 | Material | N | N | N | ""
9832 | 211079-0000 | Post steel Structure Type 12 m |  | 2015-04-08 17:50:03 | 0 | Unit | 24741750 | 0000 | IDR | General | 24741750 | 13021 | Material | N | N | N | ""
9621 | 211074-0000 | Post steel Structure Type 13 m |  | 2015-02-02 15:17:24 | 0 | Unit | 32591000 | 0000 | IDR | General | 43812285 | 12502 | Material | N | N | N | ""
9716 | 221019-0000 | Post steel Structure Type 13 m |  | 2015-02-03 09:31:58 | 0 | Unit | 1400 | 0000 | IDR | General | 0 | 12502 | Material | N | N | N | ""
9620 | 211073-0000 | Post steel Structure Type 18 m |  | 2015-02-02 15:15:27 | 0 | Unit | 38128000 | 0000 | IDR | General | 48627975 | 12502 | Material | N | N | N | ""
9715 | 221018-0000 | Post steel Structure Type 18 m |  | 2015-02-03 09:30:52 | 0 | Unit | 1400 | 0000 | IDR | General | 0 | 12502 | Material | N | N | N | ""
9833 | 211080-0000 | Post steel Structure Type 6.5 m |  | 2015-04-08 17:50:50 | 0 | Unit | 16400010 | 0000 | IDR | General | 16400010 | 13021 | Material | N | N | N | ""
9834 | 211081-0000 | Post steel Structure Type 8 m |  | 2015-04-08 17:51:21 | 0 | Unit | 8905875 | 0000 | IDR | General | 8905875 | 13021 | Material | N | N | N | ""
9622 | 211075-0000 | Post steel Structure Type 9 m |  | 2015-02-02 15:18:48 | 0 | Unit | 24176200 | 0000 | IDR | General | 25155075 | 12502 | Material | N | N | N | ""
9717 | 221020-0000 | Post steel Structure Type 9 m |  | 2015-02-03 09:33:04 | 0 | Unit | 1400 | 0000 | IDR | General | 0 | 12502 | Material | N | N | N | ""
9624 | 211077-0000 | Post steel STW |  | 2015-02-02 15:21:32 | 0 | Unit | 0 | 0000 | IDR | General | 0 | 12502 | Material | N | N | N | ""
9719 | 221022-0000 | Post steel STW |  | 2015-02-03 09:35:13 | 0 | Unit | 0 | 0000 | IDR | General | 0 | 12502 | Material | N | N | N | ""
11566 | 810104-0000 | povidon lodin 60 ml |  | 2019-11-26 15:19:59 | 0 | Pcs | 7000 | 0000 | IDR | General | 0 | 0 | Material | N | N | N | ""
12159 | 129435-0000 | Powder Coating |  | 2022-09-21 15:18:53 | 0 | Ml | 18000 | 0000 | IDR | General | 0 | 0 | Material | N | N | N | ""
11602 | 313502-0000 | Power Bank 100 mAh |  | 2020-04-07 17:55:56 | 0 | Pcs | 27000 | 0000 | IDR | General | 0 | 0 | Material | N | N | N | ""
11603 | 313503-0000 | Power Bank 1000 mah |  | 2020-04-07 18:15:02 | 0 | Pcs | 317000 | 0000 | IDR | General | 0 | 0 | Material | N | N | N | ""
10136 | 313223-0000 | Power Cable 1.5mm |  | 2016-08-11 09:47:02 | 0 | Mtr | 8200 | 0000 | IDR | General | 8200 | 13121 | Material | N | N | N | ""
10614 | 313281-0000 | Power Cable,600V/1000V,ROV-K,10mm |  | 2017-05-10 13:43:32 | 0 | Mtr | 0 | 0000 |  | General | 0 | 0 | Material | N | N | N | ""
10615 | 313282-0000 | Power Cable,600V/1000V,ROV-K,16mm |  | 2017-05-10 13:47:48 | 0 | Mtr | 0 | 0000 |  | General | 0 | 0 | Material | N | N | N | ""
7407 | 410061-ANDR | Power Coupler/Tapper 10dB |  |  | 0 | Pcs | 0 | Andre |  |  | 0 | 0 |  | N | N | N
7408 | 410061-KTRN | Power Coupler/Tapper 10dB |  |  | 0 | Pcs | 0 | Kathr |  |  | 0 | 0 |  | N | N | N
7409 | 410061-LEON | Power Coupler/Tapper 10dB |  | 2015-06-25 09:35:26 | 0 | Pcs | 0 | Leoni |  |  | 0 | 13327 |  | N | N | N
7410 | 410061-ENRS | Power Coupler/Tapper 10dB |  |  | 0 | Pcs | 0 | Eners |  |  | 0 | 0 |  | N | N | N
7411 | 410062-ALDC | Power Coupler/Tapper 13dB |  |  | 0 | Pcs | 0 | Alan |  |  | 0 | 0 |  | N | N | N
7412 | 410063-ANDR | Power Coupler/Tapper 15dB |  |  | 0 | Pcs | 0 | Andre |  |  | 0 | 0 |  | N | N | N
7413 | 410064-ARGS | Power Coupler/Tapper 20dB |  |  | 0 | Pcs | 0 | Argus |  |  | 0 | 0 |  | N | N | N
7400 | 410058-ARGS | Power Coupler/Tapper 6dB |  |  | 0 | Pcs | 0 | Argus |  |  | 0 | 0 |  | N | N | N
7401 | 410058-ALDC | Power Coupler/Tapper 6dB |  |  | 0 | Pcs | 0 | Alan |  |  | 0 | 0 |  | N | N | N
7402 | 410058-ANDR | Power Coupler/Tapper 6dB |  |  | 0 | Pcs | 0 | Andre |  |  | 0 | 0 |  | N | N | N
7403 | 410059-KTRN | Power Coupler/Tapper 7dB |  | 2017-10-24 17:40:09 | 0 | Pcs | 0 | Kathr |  |  | 39000 | 13518 |  | N | N | N
7404 | 410059-ALDC | Power Coupler/Tapper 7dB |  |  | 0 | Pcs | 0 | Alan |  |  | 0 | 0 |  | N | N | N
7405 | 410059-LEON | Power Coupler/Tapper 7dB |  |  | 0 | Pcs | 300000 | Leoni | IDR |  | 28 | 0 |  | N | N | N
7406 | 410060-ALDC | Power Coupler/Tapper 8dB |  |  | 0 | Pcs | 0 | Alan |  |  | 0 | 0 |  | N | N | N
11626 | 310001-ACVM | Power Energy Meter IED merk Acuvim II |  | 2020-07-17 21:39:46 | 0 | Set | 9500000 | ACVM | IDR | ACUVIM | 0 | 0 | Material | N | N | N | ""
10879 | 313345-0000 | POWER LINE CARRIER FOR 150 KV SUBSTATION |  | 2017-08-04 11:18:56 | 0 | Set | 548343900 | 0000 | IDR | General | 0 | 0 | Material | N | N | N | ""
9155 | 611022-0000 | Power Meter |  | 2014-04-22 14:10:22 | 0 | Pcs | 4500000 | 0000 | IDR | General | 4500000 | 11313 | Material | N | N | N | ""
12336 | 313616-0000 | Power Quality Meter |  | 2024-04-27 13:04:11 | 0 | Set | 74000000 | 0000 | IDR | General | 0 | 0 | Material | N | N | N | ""
12555 | 460003-0000 | Power Supply 20 A |  | 2025-01-09 09:59:29 | 0 | Unit | 0 | 0000 |  | General | 0 | 0 | Material | N | N | N | ""
11674 | 313528-0000 | Power Supply 30A |  | 2020-10-02 11:11:15 | 0 | Pcs | 344600 | 0000 | IDR | General | 0 | 0 | Material | N | N | N | ""
9798 | 111341-0000 | Power Transformer (30 MVA) |  | 2015-02-10 11:18:39 | 0 | Set | 0 | 0000 | IDR | General | 0 | 0 | Material | N | N | N | ""
9682 | 111316-0000 | Power Transformer IBT (60 MVA) |  | 2015-02-02 18:24:13 | 0 | Set | 57455943 | 0000 | IDR | General | 0 | 12502 | Material | N | N | N | ""
10264 | 620006-0000 | Premi Asuransi |  | 2016-07-26 16:51:14 | 0 | Ls | 99000 | 0000 | IDR | General | 0 | 0 | Material | N | N | N | ""
12505 | 820136-0000 | Premi Asuransi Transportasi Cargo Clause A (ICC A) |  | 2024-11-25 16:23:07 | 0 | pVAL | 11564207.44 | 0000 | IDR | General | 0 | 0 | Material | N | N | N | ""
10266 | 620008-0000 | Premi Kendaraan |  | 2016-07-26 16:56:36 | 0 | Ls | 9045996 | 0000 | IDR | General | 0 | 0 | Material | N | N | N | ""
12699 | 111695-0000 | Pre-stressed Concrete Pile 40 x 40 cm, K-500, 4 d 12.7 mm LR Strand, fy min 160 kg/mm2 (JIS A 5335) |  | 2025-08-04 19:05:24 | 0 | Mtr | 0 | 0000 |  | General | 0 | 0 | Material | N | N | N | ""
12717 | 111699-0000 | Prestressed Concrete Spun Piles Diameter 400mm (Bottom) |  | 2025-09-15 12:13:42 | 0 | Mtr | 338000 | 0000 | IDR | General | 0 | 0 | Material | N | N | N | ""
12718 | 111700-0000 | Prestressed Concrete Spun Piles Diameter 400mm (Upper) |  | 2025-09-15 12:20:06 | 0 | Mtr | 399000 | 0000 | IDR | General | 0 | 0 | Material | N | N | N | ""
12716 | 111698-0000 | Prestressed Concrete Square Piles Diameter 400mm (Bottom) |  | 2025-09-15 12:11:42 | 0 | Mtr | 0 | 0000 |  | General | 0 | 0 | Material | N | N | N | ""
10083 | 10002-0000 | Printer Office |  | 2015-11-30 15:28:35 | 0 | Set | 4067300 | 0000 | IDR | General | 0 | 0 | Material | N | N | N | ""
9476 | 820060-0000 | Profesional Fee |  | 2014-09-17 13:14:10 | 0 | Ls | 8108108.11 | 0000 | IDR | General | 5000000 | 11750 | Material | N | N | N | ""
12191 | 820112-0000 | Project Management Fee |  | 2023-01-29 10:44:06 | 0 | Ls | 2750000 | 0000 | IDR | General | 0 | 0 | Material | N | N | N | ""
10935 | 313349-0000 | Protection & Control Cubicle 70 kV |  | 2017-08-24 08:29:00 | 0 | Set | 462119000 | 0000 | IDR | General | 0 | 13362 | Material | N | N | N | ""
9747 | 323078-0000 | Protection & Control Cubicle for Bus-Coupler bay (including integration to existing SAS) comprising, IED main protection (low impedance protection relay).IED back up protection (OC, BF, Trip Circuit uspervision relay).IED Ch |  | 2015-02-03 13:55:31 | 0 | Set | 0 | 0000 | IDR | General | 0 | 12502 | Material | N | N | N | ""
9652 | 313135-0000 | Protection & Control Cubicle for Bus-Coupler bay (including integration to existing SAS) comprising,-IED main protection (low impedance protection relay).-IED back up protection (OC, BF, Trip Circuit uspervision relay).-IED |  | 2015-02-02 17:32:38 | 0 | Set | 870678000 | 0000 | IDR | General | 48093.88 | 12502 | Material | N | N | N | ""
9646 | 313129-0000 | Protection & Control Cubicle for IBT (Automation, including integration to existing SAS) comprising,-IED main line protection (diffrential, REF HV/LV side, DFR, etc). IED back up protection (OC, EF, SEF, OV, UV, AVR, FR, mete |  | 2015-02-02 17:15:15 | 0 | Set | 385419000 | 0000 | IDR | General | 28780.03 | 12502 | Material | N | N | N | ""
9735 | 323066-0000 | Protection & Control Cubicle for line 1 and line 2 (Automation, includingh integration to existing SAS) comprising, IED main line protection (distance, autoreclose, synchroncheck, etc). IED back up protection (OC, DEF, DFR, F |  | 2015-02-03 09:58:29 | 0 | Set | 3506500 | 0000 | IDR | General | 0 | 12502 | Material | N | N | N | ""
9640 | 313123-0000 | Protection & Control Cubicle for line 1 and line 2 (Automation, includingh integration to existing SAS) comprising,-IED main line protection (distance, autoreclose, synchroncheck,etc).-IED back up protection (OC, DEF, DFR, FA |  | 2015-02-02 16:45:02 | 0 | Set | 432206000 | 0000 | IDR | General | 24764.68 | 12502 | Material | N | N | N | ""
12762 | 313791-0000 | Protection & Control Panel For Line Feeder Bay (Consumer) |  | 2025-11-08 13:57:18 | 0 | Set | 229015000 | 0000 | IDR | General | 0 | 0 | Material | N | N | N | ""
12420 | 313647-0000 | Protection & Control Panel For Line Feeder Bay (OHL) |  | 2024-07-16 18:06:00 | 0 | Set | 209455000 | 0000 | IDR | General | 0 | 0 | Material | N | N | N | ""
10766 | 323189-0000 | Protection and Bay Control Unit Devices |  | 2017-08-03 19:27:11 | 0 | Set | 400200 | 0000 | IDR | General | 0 | 0 | Material | N | N | N | ""
10768 | 323191-0000 | Protection and Control Cubicle for Bus Coupler Bay |  | 2017-08-03 19:29:32 | 0 | Set | 135290000 | 0000 | IDR | General | 0 | 0 | Material | N | N | N | ""
12768 | 313795-0000 | Protection and Control Panel for 150/20 kV Transformer Bay |  | 2025-11-08 17:09:02 | 0 | Set | 229830000 | 0000 | IDR | General | 0 | 0 | Material | N | N | N | ""
11060 | 313404-0000 | Protection Cubicle for 150 kV - Bay Line - CRP |  | 2018-03-16 15:40:28 | 0 | lot | 400000000 | 0000 | IDR | General | 0 | 0 | Material | N | N | N | ""
10954 | 313352-0000 | Protection Cubicle for 150 kV Double Busbar (Centralized) |  | 2017-09-13 08:52:41 | 0 | Unit | 892655000 | 0000 | IDR | General | 0 | 0 | Material | N | N | N | ""
12770 | 313797-0000 | Protection Cubicle for 150/20 kV Transformer Bay |  | 2025-11-08 17:11:09 | 0 | lot | 0 | 0000 |  | General | 0 | 0 | Material | N | N | N | ""
12769 | 313796-0000 | Protection for 150/20 kV Transformer Bay |  | 2025-11-08 17:10:20 | 0 | lot | 0 | 0000 |  | General | 0 | 0 | Material | N | N | N | ""
12636 | 313738-0000 | Protection Panel For Capacitor Bay |  | 2025-05-20 15:53:53 | 0 | Set | 0 | 0000 |  | General | 0 | 0 | Material | N | N | N | ""
12637 | 313739-0000 | Protection Panel For Capacitor Bay 150 kV |  | 2025-05-20 15:54:51 | 0 | Set | 300000000 | 0000 | IDR | General | 0 | 0 | Material | N | N | N | ""
10767 | 323190-0000 | Protection, Control and AVR Cubicle for Transformer Bay |  | 2017-08-03 19:28:05 | 0 | Set | 689526000 | 0000 | IDR | General | 0 | 0 | Material | N | N | N | ""
9420 | 820058-0000 | Provision for Bonus |  | 2014-08-29 11:20:41 | 0 | Ls | 0 | 0000 | IDR | General | 0 | 11684 | Material | N | N | N | ""
11587 | 611168-0000 | Proyektor |  | 2020-03-02 11:39:29 | 0 | Pcs | 0 | 0000 |  | General | 0 | 0 | Material | N | N | N | ""
10504 | 610001-ZECH | Puller Tensioner WB 1500/9 |  | 2016-12-23 07:13:58 | 0 | Set | 1599147500 | ZECH | IDR | Zech | 0 | 13355 | Material | N | N | N | ""
11951 | 211405-0000 | Pulley Block Katrol Double 1 Ton |  | 2021-10-20 17:49:19 | 0 | Pcs | 700000 | 0000 | IDR | General | 0 | 0 | Material | N | N | N | ""
11950 | 211404-0000 | Pulley Block Katrol singgle 1 Ton |  | 2021-10-20 17:47:04 | 0 | Pcs | 137649 | 0000 | IDR | General | 0 | 0 | Material | N | N | N | ""
11868 | 611214-0000 | Pully B3 dia 5 inch |  | 2021-09-19 16:35:07 | 0 | Unit | 310100 | 0000 | IDR | General | 0 | 0 | Material | N | N | N | ""
12812 | 313810-0000 | Push Button Aktuator Hitam Kontak 1NO |  | 2025-12-06 15:51:11 | 0 | Unit | 58912.5 | 0000 | IDR | General | 0 | 0 | Material | N | N | N | ""
11963 | 611242-0000 | Push Pull Support |  | 2021-10-29 10:53:23 | 0 | Unit | 1500000 | 0000 | IDR | General | 0 | 0 | Material | N | N | N | ""
10137 | 313224-0000 | PVC Indoor 10x2x0,6mm Cable |  | 2016-08-11 09:38:11 | 0 | Mtr | 10000 | 0000 | IDR | General | 10000 | 13121 | Material | N | N | N | ""
10133 | 313220-0000 | PVC Indoor 60x2x0,6mm Cable |  | 2016-08-11 09:52:20 | 0 | Mtr | 45000 | 0000 | IDR | General | 45000 | 13121 | Material | N | N | N | ""
10044 | 410097-YOLI | Quad band Combiner ( Quadplexer) 4in-1out U900900MHz/DCS1800MHz/UMTS2100MHz/LTE 2300-2500MHz MHz (Din Connector) |  | 2015-11-11 16:29:06 | 0 | Pcs | 0 | YOLI |  | YOLICOM | 0 | 0 | Material | N | N | N | ""
11891 | 211368-0000 | Quad Clamp 15 KIP Galvanize |  | 2021-09-23 20:48:26 | 0 | Pcs | 0 | 0000 |  | General | 0 | 0 | Material | N | N | N | ""
11890 | 211367-0000 | Quad Strain Clamp 30 KIP |  | 2021-09-23 20:45:35 | 0 | Pcs | 1577000 | 0000 | IDR | General | 0 | 0 | Material | N | N | N | ""
12418 | 313645-0000 | Rack cabinet and panel Include Miscellaneous equipment to complete the scope of works |  | 2024-07-16 17:34:00 | 0 | Set | 0 | 0000 |  | General | 0 | 0 | Material | N | N | N | ""
10183 | 413170-0000 | Rack Mount Optic Terminal Box - 24 core |  | 2016-05-10 10:07:32 | 0 | Set | 1250000 | 0000 | IDR | General | 0 | 0 | Material | N | N | N | ""
12715 | 313762-0000 | Rack-mounted MDF 19 inch, 150-pair, LSA 10-pair disconnection modules, with labels & earth provision |  | 2025-09-12 15:32:11 | 0 | Set | 2200000 | 0000 | IDR | General | 0 | 0 | Material | N | N | N | ""
10486 | 610003-LKL0 | Radio Base Plus Antena |  | 2016-12-21 21:49:11 | 0 | Pcs | 4875000 | LKL0 | IDR | Lokal | 0 | 0 | Material | N | N | N | ""
10485 | 610002-LKL0 | Radio HT Motorola |  | 2016-12-21 21:47:33 | 0 | Pcs | 2833350 | LKL0 | IDR | Lokal | 0 | 0 | Material | N | N | N | ""
8689 | 211027-0000 | Radio HT SMP-328 |  | 2013-10-10 15:35:11 | 0 | Unit | 0 | 0000 | IDR | General | 0 | 11378 | Material | N | N | N | ""
10043 | 810022-0000 | Rak knock-down bahan besi siku |  | 2015-11-09 10:19:19 | 0 | Ls | 0 | 0000 |  | General | 0 | 0 | Material | N | N | N | ""
10771 | 620020-0000 | Rambu-rambu |  | 2017-08-03 19:34:01 | 0 | Pcs | 30000 | 0000 | IDR | General | 0 | 0 | Material | N | N | N | ""
7670 | 210001-0000 | Ramset |  |  | 0 | Set | 185000 | Gener | IDR | "" | 130000 | 0 | Material | N | N | N
12086 | 111628-0000 | rangka atap baja ringan truss |  | 2022-02-14 09:43:08 | 0 | btg | 120000 | 0000 | IDR | General | 0 | 0 | Material | N | N | N | ""
12405 | 111665-0000 | Rangka Baja Ringan C75mm x 35mm x 6 Meter |  | 2024-07-12 19:01:48 | 0 | btg | 51801.8 | 0000 | IDR | General | 0 | 0 | Material | N | N | N | ""
12031 | 611289-0000 | Rangka Mesin Borepile Model Gawangan Tinggi 9 Meter |  | 2022-01-20 16:15:52 | 0 | Set | 45000000 | 0000 | IDR | General | 0 | 0 | Material | N | N | N | ""
11850 | 611196-0000 | Rangka Mesin Diesel |  | 2021-09-19 10:12:44 | 0 | Unit | 2700000 | 0000 | IDR | General | 0 | 14500 | Material | N | N | N | ""
11492 | 111538-0000 | Rangka Plafond Gypsum |  | 2019-09-05 09:13:20 | 0 | M2 | 35000 | 0000 | IDR | General | 0 | 0 | Material | N | N | N | ""
10445 | 111402-0000 | Rantai Besi |  | 2016-12-13 10:38:03 | 0 | Pcs | 0 | 0000 |  | General | 0 | 0 | Material | N | N | N | ""
12843 | 111718-0000 | Ready Mix K600 |  | 2025-12-11 12:01:32 | 0 | M3 | 0 | 0000 |  | General | 0 | 0 | Material | N | N | N | ""
12641 | 611344-0000 | Rear View Camera Kualitas 1280 x 720P |  | 2025-05-21 11:18:46 | 0 | Pcs | 0 | 0000 |  | General | 0 | 0 | Material | N | N | N | ""
12155 | 313587-0000 | Receptacle 1 Phase 16A |  | 2022-08-30 13:11:58 | 0 | Set | 60000 | 0000 | IDR | General | 0 | 0 | Material | N | N | N | ""
12154 | 313586-0000 | Receptacle 3 Phase 63 A |  | 2022-08-30 13:08:26 | 0 | Set | 120000 | 0000 | IDR | General | 0 | 0 | Material | N | N | N | ""
10340 | 129169-0000 | Recheck Survey |  | 2016-09-15 16:35:43 | 0 | Km | 6217400 | 0000 | IDR | General | 0 | 0 | Material | N | N | N | ""
10368 | 129180-0000 | Recheck Survey |  | 2016-09-27 14:46:22 | 0 | Ls | 350000 | 0000 | IDR | General | 0 | 0 | Material | N | N | N | ""
11304 | 211248-0000 | Recoil Spring dan adjuster |  | 2019-02-27 16:49:58 | 0 | Set | 4500000 | 0000 | IDR | General | 0 | 0 | Material | N | N | N | ""
11865 | 611211-0000 | Reducer Type 155 R 1/40 |  | 2021-09-19 15:41:34 | 0 | Unit | 5172250 | 0000 | IDR | General | 0 | 0 | Material | N | N | N | ""
11238 | 211189-0000 | Reel stand 7 Ton, SIPZ-7, PN 15143 |  | 2019-01-18 15:51:14 | 0 | Set | 65500000 | 0000 | IDR | General | 0 | 0 | Material | N | N | N | ""
10161 | 611049-0000 | Refill Alat Pemadam Api Ringan (APAR) |  | 2016-03-01 14:32:22 | 0 | Kg | 4112500 | 0000 | IDR | General | 0 | 0 | Material | N | N | N | ""
12129 | 620038-0000 | Reflector Prisma Total Station |  | 2022-08-04 17:53:54 | 0 | Pcs | 999999 | 0000 | IDR | General | 0 | 0 | Material | N | N | N | ""
12004 | 611271-0000 | Refractometer Salinity |  | 2021-12-30 07:05:41 | 0 | Pcs | 176700 | 0000 | IDR | General | 0 | 0 | Material | N | N | N | ""
12355 | 129457-0000 | Reinforcement Steel BJTD-40 |  | 2024-05-16 16:29:21 | 0 | Kg | 0 | 0000 |  | General | 0 | 0 | Material | N | N | N | ""
12354 | 129456-0000 | Reinforcement Steel BJTP-24 |  | 2024-05-16 16:28:03 | 0 | Kg | 0 | 0000 |  | General | 0 | 0 | Material | N | N | N | ""
11027 | 313384-0000 | REINFORCING RODS for DAMPER OPGW 60 RHL |  | 2017-11-16 15:23:00 | 0 | Pcs | 40340 | 0000 | IDR | General | 0 | 40340 | Material | N | N | N | ""
9228 | 313066-0000 | Rel MCB |  | 2014-05-12 11:22:05 | 0 | btg | 25000 | 0000 | IDR | General | 0 | 0 | Material | N | N | N | ""
12773 | 313800-0000 | Relay IED Main Protection - MPU |  | 2025-11-08 17:20:57 | 0 | Unit | 78240000 | 0000 | IDR | General | 0 | 0 | Material | N | N | N | ""
10831 | 313305-0000 | Remote Control panel for 20 kV Cubicle complete accessories |  | 2017-08-04 10:02:10 | 0 | Set | 262000000 | 0000 | IDR | General | 0 | 0 | Material | N | N | N | ""
11681 | 111566-0000 | Reng Baja Ringan 0,45 x 6 m |  | 2020-10-06 21:34:30 | 0 | btg | 19819.82 | 0000 | IDR | General | 0 | 0 | Material | N | N | N | ""
12709 | 820141-0000 | Rental Forklift 12 Ton |  | 2025-08-29 17:02:30 | 0 | Hr | 0 | 0000 |  | General | 0 | 0 | Material | N | N | N | ""
12708 | 720118-0000 | Rental Forklift 12 Ton |  | 2025-08-29 17:01:26 | 0 | Hr | 0 | 0000 |  | General | 0 | 0 | Material | N | N | N | ""
12008 | 820109-0000 | Rental Forklift 5 Ton |  | 2022-01-07 19:02:59 | 0 | Hr | 2000000 | 0000 | IDR | General | 0 | 0 | Material | N | N | N | ""
12515 | 820138-0000 | Rental Forklift 7 Ton |  | 2024-12-02 11:49:37 | 0 | Hr | 0 | 0000 |  | General | 0 | 0 | Material | N | N | N | ""
9486 | 521009-0000 | Rental Gedung |  | 2014-10-08 17:03:05 | 0 | Ls | 1000000 | 0000 | IDR | General | 0 | 12020 | Material | N | N | N | ""
11408 | 820106-0000 | Repair / revisi tower |  | 2019-07-11 16:02:27 | 0 | Ls | 10416.7 | 0000 | IDR | General | 0 | 0 | Material | N | N | N | ""
10914 | 211136-0000 | Repair Sleeve for ACSR Hawk 240/40 sq.mm |  | 2017-08-04 17:37:16 | 0 | Pcs | 583800 | 0000 | IDR | General | 0 | 0 | Material | N | N | N | ""
12284 | 211454-0000 | Repair Sleeve for TACSR/AS 410/67 mm2 |  | 2023-08-03 12:24:01 | 0 | Pcs | 0 | 0000 |  | General | 0 | 0 | Material | N | N | N | ""
10635 | 129220-0000 | Repair Tower PLN 275 kV |  | 2017-06-05 13:52:42 | 0 | Ls | 8000000 | 0000 | IDR | General | 0 | 0 | Material | N | N | N | ""
10120 | 620003-0000 | Reparasi tools |  | 2016-01-25 16:35:07 | 0 | Ls | 2130000 | 0000 | IDR | General | 0 | 0 | Material | N | N | N | ""
11211 | 211184-0000 | RIGID SPACER 200CRS AAC LUPINE |  | 2018-12-03 10:25:12 | 0 | Set | 0 | 0000 |  | General | 0 | 0 | Material | N | N | N | ""
8713 | 211032-0000 | Ring 2.5 cm X 2.5 cm (clamp tiang) |  | 2013-10-23 10:19:57 | 0 | Pcs | 22500 | 0000 | IDR | General | 22500 | 11366 | Material | N | N | N | ""
11895 | 211372-0000 | Ring Corona-P 15 OD |  | 2021-09-23 21:01:14 | 0 | Pcs | 95 | 0000 | USD | General | 0 | 0 | Material | N | N | N | ""
11894 | 211371-0000 | Ring Corona-S 230 kV 8 OD |  | 2021-09-23 20:59:48 | 0 | Pcs | 60 | 0000 | USD | General | 0 | 0 | Material | N | N | N | ""
11893 | 211370-0000 | Ring Corona-S 500 kV 15 OD |  | 2021-09-23 20:57:54 | 0 | Pcs | 95 | 0000 | USD | General | 0 | 0 | Material | N | N | N | ""
11462 | 211265-0000 | Ring plate 38mm |  | 2019-08-20 11:25:51 | 0 | Pcs | 1724 | 0000 | IDR | General | 0 | 0 | Material | N | N | N | ""
11461 | 211264-0000 | Ring washer 38mm |  | 2019-08-20 11:24:46 | 0 | Pcs | 3272 | 0000 | IDR | General | 0 | 0 | Material | N | N | N | ""
9342 | 211050-0000 | Rise Pipe untuk pengaman kabel optik ke ODC Pole / titik naik KU diamater 1 panjang 3 meter |  | 2016-02-10 14:57:56 | 0 | Pcs | 195640 | 0000 | IDR | General | 0 | 11841 | Material | N | N | N | ""
9811 | 413135-0000 | Riser Pipe |  | 2016-02-10 11:23:34 | 0 | Pcs | 50882.7 | 0000 | IDR | General | 0 | 12502 | Material | N | N | N | ""
11909 | 211386-0000 | Rock Anchor head |  | 2021-09-24 13:17:41 | 0 | Pcs | 38 | 0000 | USD | General | 0 | 0 | Material | N | N | N | ""
11680 | 211314-0000 | Rod for DSE Hexagonal |  | 2020-10-06 20:24:36 | 0 | Pcs | 5230964.47 | 0000 | IDR | General | 0 | 0 | Material | N | N | N | ""
11842 | 211343-0000 | Roda 6 Inch |  | 2021-09-12 17:00:11 | 0 | Pcs | 275000 | 0000 | IDR | General | 0 | 0 | Material | N | N | N | ""
11395 | 620030-0000 | Rompi Jaring Polyester |  | 2019-06-26 17:16:16 | 0 | Pcs | 15000 | 0000 | IDR | General | 0 | 0 | Material | N | N | N | ""
10759 | 620018-0000 | Rompi kerja |  | 2017-08-03 19:19:42 | 0 | Pcs | 15000 | 0000 | IDR | General | 0 | 0 | Material | N | N | N | ""
12194 | 820114-0000 | Rontgen Dada |  | 2023-03-15 19:15:36 | 0 | ea | 114000 | 0000 | IDR | General | 0 | 0 | Material | N | N | N | ""
12798 | 111712-0000 | Roof Drain Cast Iron Diameter 4 Inch |  | 2025-11-30 13:02:48 | 0 | Pcs | 0 | 0000 |  | General | 0 | 0 | Material | N | N | N | ""
12799 | 111713-0000 | Roof Drain Stainless Steel Diameter 4 Inch |  | 2025-11-30 13:05:38 | 0 | Pcs | 0 | 0000 |  | General | 0 | 0 | Material | N | N | N | ""
11140 | 129351-0000 | roof top water proofing |  | 2018-08-10 10:04:56 | 0 | M2 | 9000000 | 0000 | IDR | General | 0 | 0 | Material | N | N | N | ""
11390 | 611143-0000 | Rope grab |  | 2019-06-17 13:25:46 | 0 | Pcs | 0 | 0000 |  | General | 0 | 0 | Material | N | N | N | ""
9809 | 413133-0000 | roset/indoor optical outlet with SC Adaptor cap 2 port |  | 2015-02-14 12:52:50 | 0 | Pcs | 60000 | 0000 | IDR | General | 0 | 12502 | Material | N | N | N | ""
11933 | 611221-0000 | Round Sling 5 Ton x 2 Meter |  | 2021-10-14 16:50:48 | 0 | Pcs | 266667 | 0000 | IDR | General | 0 | 0 | Material | N | N | N | ""
11644 | 413209-0000 | Router Hub 4-6 port |  | 2020-08-11 13:54:53 | 0 | Set | 1075000 | 0000 | IDR | General | 0 | 0 | Material | N | N | N | ""
7425 | 410071-3MDY | Rubber tape |  | 2020-03-30 16:18:18 | 0 | Pcs | 80000 | 3M Dy | IDR |  | 37000 | 16345 |  | N | N | N
10082 | 611046-0000 | Safety Belt |  | 2015-11-30 15:27:01 | 0 | Set | 97375 | 0000 | IDR | General | 0 | 0 | Material | N | N | N | ""
10769 | 620019-0000 | Safety Line |  | 2017-08-03 19:31:53 | 0 | M2 | 45000 | 0000 | IDR | General | 0 | 0 | Material | N | N | N | ""
12252 | 611316-0000 | Safety Net Bahan Nylon |  | 2023-05-20 15:16:09 | 0 | M2 | 3500 | 0000 | IDR | General | 0 | 0 | Material | N | N | N | ""
9243 | 611028-0000 | Safety Shoes |  | 2014-05-16 10:59:55 | 0 | Pcs | 425000 | 0000 | IDR | General | 152000 | 11558 | Material | N | N | N | ""
11527 | 313496-0000 | Sag Link 120kN |  | 2019-09-23 21:05:36 | 0 | Pcs | 950000 | 0000 | IDR | General | 0 | 0 | Material | N | N | N | ""
11520 | 313489-0000 | Sag Link 210kN |  | 2019-09-23 21:00:43 | 0 | Pcs | 448386 | 0000 | IDR | General | 0 | 0 | Material | N | N | N | ""
12786 | 111708-0000 | Sag Rod, Besi Beton Hitam, Diameter M10 |  | 2025-11-22 22:51:50 | 0 | Mtr | 0 | 0000 |  | General | 0 | 0 | Material | N | N | N | ""
12784 | 111706-0000 | Sag Rod, Besi Beton Hitam, Diameter M16 |  | 2025-11-22 22:41:41 | 0 | Mtr | 0 | 0000 |  | General | 0 | 0 | Material | N | N | N | ""
8472 | 610008-0000 | SAG Scope |  | 2013-09-18 10:07:27 | 0 | ea | 162 | 0000 | USD | General | 162 | 11455 | Material | N | N | N | ""
9902 | 111345-0000 | Sagging konduktor 2xTACSR410 double Conductor |  | 2016-02-10 14:22:40 | 0 | Mtr | 9000 | 0000 | IDR | General | 0 | 13658 | Material | N | N | N | ""
8145 | 820001-0000 | Salaries |  | 2013-07-04 10:34:49 | 0 | Ls | 9000000 | 0000 | IDR | General | 0 | 9982 | Material | N | N | N | ""
11141 | 810059-0000 | sarung jok mobil |  | 2018-08-10 15:48:16 | 0 | Set | 0 | 0000 |  | General | 0 | 0 | Material | N | N | N | ""
9248 | 611033-0000 | Sarung Tangan (Untuk menarik/mengangkat benda berat) |  | 2014-05-16 11:04:31 | 0 | Pcs | 20000 | 0000 | IDR | General | 13300 | 11558 | Material | N | N | N | ""
11394 | 620029-0000 | Sarung Tangan Kain (Polkadot) |  | 2019-06-26 17:14:31 | 0 | Lsn | 37500 | 0000 | IDR | General | 0 | 0 | Material | N | N | N | ""
11219 | 810070-0000 | Sarung tangan karet panjang |  | 2018-12-11 14:10:25 | 0 | Pcs | 850000 | 0000 | IDR | General | 0 | 0 | Material | N | N | N | ""
11218 | 810069-0000 | Sarung tangan karet pendek |  | 2018-12-11 14:09:21 | 0 | Pcs | 12000 | 0000 | IDR | General | 0 | 0 | Material | N | N | N | ""
12353 | 323216-0000 | SAS Test (including point to point ke RCC) |  | 2024-05-16 16:01:00 | 0 | bay | 0 | 0000 |  | General | 0 | 0 | Material | N | N | N | ""
10961 | 424171-0000 | SAT Multiplexer |  | 2017-09-13 10:49:47 | 0 | Set | 46179900 | 0000 | IDR | General | 0 | 0 | Material | N | N | N | ""
11465 | 211266-0000 | Scoen |  | 2019-08-21 20:49:03 | 0 | Pcs | 0 | 0000 |  | General | 0 | 0 | Material | N | N | N | ""
8462 | 311013-0000 | Scoen - Vynil 16mm |  | 2013-09-16 14:33:29 | 0 | Pcs | 3500 | 0000 | IDR | General | 5000 | 11455 | Material | N | N | N | ""
9599 | 313099-0000 | Scoen - Vynil 25mm |  | 2015-01-26 09:50:13 | 0 | Pcs | 3000 | 0000 | IDR | General | 3000 | 12510 | Material | N | N | N | ""
9430 | 313086-0000 | Scoen - Vynil 50mm |  | 2014-09-02 09:58:00 | 0 | Pcs | 4500 | 0000 | IDR | General | 5500 | 11694 | Material | N | N | N | ""
10103 | 313218-0000 | Scoen - Vynil 70mm |  | 2015-12-23 10:38:09 | 0 | Pcs | 0 | 0000 |  | General | 9000 | 13961 | Material | N | N | N | ""
9217 | 413062-0000 | SC-OF-SM-24 splice enclosure (branch or straight) of single Mode optical fiber cores cable, 24 optical cores |  | 2015-08-07 11:13:02 | 0 | ea | 450000 | 0000 | IDR | General | 530000 | 13483 | Material | N | N | Y | ""
8162 | 411019-0000 | SC-OF-SM-48 splice enclosure (branch or straight) of single Mode optical fiber cores cable, 12 - 48 optical cores |  | 2013-07-10 12:23:12 | 0 | ea | 3850000 | 0000 | IDR | General | 3850000 | 9982 | Material | N | N | N | ""
7695 | 210026-0000 | Screw S12 |  |  | 0 | Pcs | 0 | Gener | "" | "" | 0 | 0 | Material | N | N | N
10956 | 413194-0000 | SDH Connection Master |  | 2017-09-13 10:45:53 | 0 | Set | 431850000 | 0000 | IDR | General | 0 | 0 | Material | N | N | N | ""
12722 | 413220-0000 | SDH Optical Interface Module (4-STM 4) |  | 2025-09-29 17:22:18 | 0 | Set | 165200000 | 0000 | IDR | General | 0 | 0 | Material | N | N | N | ""
9432 | 313088-0000 | Sealant Hitam |  | 2014-09-02 10:01:08 | 0 | Tub | 0 | 0000 | IDR | General | 0 | 11694 | Material | N | N | N | ""
9431 | 313087-0000 | sealant silicon white |  | 2014-09-02 09:59:49 | 0 | Tub | 40000 | 0000 | IDR | General | 21000 | 11694 | Material | N | N | N | ""
8152 | 820006-0000 | Security Cost |  | 2013-07-04 10:43:20 | 0 | Ls | 55554598 | 0000 | IDR | General | 0 | 9982 | Material | N | N | N | ""
9887 | 424105-0000 | Security Deposite |  | 2015-06-15 14:15:04 | 1 | Ls | 5000000 | 0000 | IDR | General | 0 | 0 | Material | N | N | N | ""
9241 | 611026-0000 | Security Lamp |  | 2014-05-16 10:58:09 | 0 | Pcs | 52250 | 0000 | IDR | General | 52250 | 11558 | Material | N | N | N | ""
9285 | 111293-0000 | Sekop Pasir |  | 2014-06-03 09:37:22 | 0 | Pcs | 40000 | 0000 | IDR | General | 0 | 11513 | Material | N | N | N | ""
11511 | 111549-0000 | Sekrup Baja Ringan |  | 2019-09-20 14:49:30 | 0 | Box | 40000 | 0000 | IDR | General | 0 | 0 | Material | N | N | N | ""
11510 | 111548-0000 | Sekrup Gypsum |  | 2019-09-20 14:41:59 | 0 | Box | 130630.63 | 0000 | IDR | General | 0 | 0 | Material | N | N | N | ""
12412 | 111672-0000 | Sekrup Gypsum 3 Cm |  | 2024-07-12 19:46:25 | 0 | Pcs | 100 | 0000 | IDR | General | 0 | 0 | Material | N | N | N | ""
12411 | 111671-0000 | Sekrup Gypsum 5 Cm |  | 2024-07-12 19:45:07 | 0 | Pcs | 180.18 | 0000 | IDR | General | 0 | 0 | Material | N | N | N | ""
11771 | 111596-0000 | Sekrup kayu 8 x 32 mm |  | 2021-02-22 17:32:46 | 0 | Pcs | 400 | 0000 | IDR | General | 0 | 0 | Material | N | N | N | ""
10023 | 111349-0000 | Selang air |  | 2015-10-08 14:31:18 | 0 | Mtr | 5000 | 0000 | IDR | General | 0 | 0 | Material | N | N | N | ""
11805 | 611185-0000 | Selang Buang 3 inch |  | 2021-06-14 17:38:44 | 0 | Mtr | 19500 | 0000 | IDR | General | 0 | 0 | Material | N | N | N | ""
11851 | 611197-0000 | Selang Buang 4 Inch |  | 2021-09-19 10:13:48 | 0 | Mtr | 22000 | 0000 | IDR | General | 0 | 14500 | Material | N | N | N | ""
11852 | 611198-0000 | Selang Buang 6 Inch |  | 2021-09-19 10:15:23 | 0 | Mtr | 34000 | 0000 | IDR | General | 0 | 14500 | Material | N | N | N | ""
9590 | 211072-0000 | Selang Excavator |  | 2014-12-15 09:42:44 | 0 | Pcs | 275000 | 0000 | IDR | General | 0 | 12200 | Material | N | N | N | ""
12026 | 611285-0000 | Selang High Pressure 3 Inch |  | 2022-01-09 14:07:39 | 0 | Mtr | 138000 | 0000 | IDR | General | 0 | 0 | Material | N | N | N | ""
10389 | 611095-0000 | Selang Hisap 3 inch |  | 2016-11-12 14:57:32 | 0 | Mtr | 63063.06 | 0000 | IDR | General | 0 | 0 | Material | N | N | N | ""
10390 | 611096-0000 | Selang Hisap 4 1/2 inch |  | 2016-11-12 14:58:33 | 0 | Mtr | 110000 | 0000 | IDR | General | 0 | 0 | Material | N | N | N | ""
11849 | 611195-0000 | Selang Hisap 4 Inch |  | 2021-09-19 10:10:39 | 0 | Mtr | 108000 | 0000 | IDR | General | 0 | 14500 | Material | N | N | N | ""
11848 | 611194-0000 | Selang Hisap 6 Inch |  | 2021-09-19 10:09:32 | 0 | Mtr | 187500 | 0000 | IDR | General | 0 | 14500 | Material | N | N | N | ""
12003 | 620037-0000 | Selang Vibrator 38 mm x 4 Meter |  | 2021-12-30 06:56:04 | 0 | Set | 741340 | 0000 | IDR | General | 0 | 0 | Material | N | N | N | ""
10499 | 610005-DNMK | Self Gripping Clamp GSW 9MM-11MM SWL 20 Kn |  | 2016-12-21 23:38:17 | 0 | Pcs | 0 | DNMK |  | Dinamika | 0 | 0 | Material | Y | N | N | ""
10500 | 610006-DNMK | Self Gripping Clamp GSW 9MM-11MM SWL 20 kn |  | 2016-12-21 23:41:31 | 0 | Pcs | 6950000 | DNMK | IDR | Dinamika | 0 | 0 | Material | N | N | N | ""
10471 | 610002-DNMK | Self Gripping Clamp GSW 9MM-11MM SWL 20 KN |  | 2016-12-21 21:15:27 | 0 | Set | 0 | DNMK |  | Dinamika | 0 | 0 | Material | N | N | N | ""
10470 | 610001-DNMK | Self Gripping Clamp OPGW 9MM-13MM SWL 16 KN |  | 2016-12-21 21:13:35 | 0 | Pcs | 8895000 | DNMK | IDR | Dinamika | 0 | 0 | Material | N | N | N | ""
11512 | 111550-0000 | Semen Nat Keramik |  | 2019-09-20 14:50:58 | 0 | Box | 12000 | 0000 | IDR | General | 0 | 0 | Material | N | N | N | ""
11231 | 111494-0000 | Semen OPC |  | 2018-12-13 19:54:17 | 0 | Zak | 56818 | 0000 | IDR | General | 0 | 0 | Material | N | N | N | ""
8211 | 111001-TGRD | Semen Portland |  | 2013-07-18 11:17:01 | 0 | Kg | 1075 | TGRD | IDR | Tiga Roda | 0 | 9982 | Material | N | N | N | ""
8212 | 111001-PDNG | Semen Portland |  | 2013-07-18 11:23:27 | 0 | Kg | 49000 | PDNG | IDR | PADANG | 49000 | 9982 | Material | N | N | N | ""
8121 | 111001-0000 | Semen Portland |  | 2014-01-08 17:31:21 | 0 | Ton | 55000 | 0000 | IDR |  | 51000 | 0 |  | N | N | N
12454 | 111677-0000 | Semen Type II (SNI 2049 2015) |  | 2024-09-19 13:19:39 | 0 | Ton | 1352702.7 | 0000 | IDR | General | 0 | 0 | Material | N | N | N | ""
8355 | 111037-0000 | Semen type PCC 40kg |  | 2013-08-06 10:56:28 | 0 | Zak | 50000 | 0000 | IDR | General | 59000 | 50000 | Material | N | N | N | ""
8354 | 111035-0000 | Semen type PCC 50kg |  | 2013-08-06 10:55:33 | 0 | Zak | 65000 | 0000 | IDR | General | 75000 | 64000 | Material | N | N | N | ""
9284 | 111292-0000 | Sendok Semen |  | 2014-06-03 09:36:50 | 0 | Pcs | 20000 | 0000 | IDR | General | 0 | 11513 | Material | N | N | N | ""
12657 | 111684-0000 | Seng Gelombang BJLS 0.25 mm |  | 2025-06-21 09:40:34 | 0 | Mtr | 35714.29 | 0000 | IDR | General | 0 | 0 | Material | N | N | N | ""
10756 | 620015-0000 | Sepatu Boot |  | 2017-08-03 19:15:21 | 0 | Pcs | 100000 | 0000 | IDR | General | 0 | 0 | Material | N | N | N | ""
11475 | 111534-0000 | Septic Tank |  | 2019-09-02 22:22:07 | 0 | M3 | 0 | 0000 |  | General | 0 | 0 | Material | N | N | N | ""
12253 | 611317-0000 | Septic Tank 1000 Liter |  | 2023-05-20 17:11:17 | 0 | Unit | 5300000 | 0000 | IDR | General | 0 | 0 | Material | N | N | N | ""
12391 | 111664-0000 | Serat/Serabut Kelapa Sawit |  | 2024-05-23 10:49:03 | 0 | Kg | 0 | 0000 |  | General | 0 | 0 | Material | N | N | N | ""
8471 | 323022-0000 | Sertifikasi |  | 2014-08-27 15:24:34 | 0 | Ls | 1500000 | 0000 | IDR | General | 0 | 11455 | Material | N | N | N | ""
12247 | 820126-0000 | Sertifikat dan Training Teknisi Scaffolding |  | 2023-05-10 14:05:04 | 0 | ea | 2300000 | 0000 | IDR | General | 0 | 0 | Material | N | N | N | ""
11783 | 910008-0000 | Server |  | 2021-05-12 15:35:31 | 0 | Pcs | 2878121 | 0000 | IDR | General | 0 | 0 | Material | N | N | N | ""
11782 | 910007-0000 | Server NAS |  | 2021-05-12 15:23:34 | 0 | Pcs | 25095495.5 | 0000 | IDR | General | 0 | 0 | Material | N | N | N | ""
10281 | 820092-0000 | Service AC - isi freon AC |  | 2016-08-09 13:59:29 | 0 | Ls | 1100000 | 0000 | IDR | General | 0 | 0 | Material | N | N | N | ""
10280 | 820091-0000 | Service AC kantor |  | 2016-08-09 13:57:46 | 0 | Unit | 12730000 | 0000 | IDR | General | 0 | 0 | Material | N | N | N | ""
11297 | 211247-0000 | Service connector for BCC. 150SQmm (SBC 150) |  | 2019-02-11 15:05:44 | 0 | Pcs | 0 | 0000 |  | General | 0 | 14049 | Material | N | N | N | ""
8172 | 424020-0000 | Service DC-SM-F 48 pemasangan Kabel Duct Fiber Optik single mode 48 core G 655 C |  | 2013-07-10 14:15:33 | 0 | Mtr | 0 | 0000 | IDR | General | 0 | 9982 | Material | N | N | N | ""
8507 | 820018-0000 | Service Excavator |  | 2013-09-25 19:14:01 | 0 | Ls | 300000 | 0000 | IDR | General | 2225000 | 11319 | Material | N | N | N | ""
11132 | 620022-0000 | Service Genset Deutz 200 kVA |  | 2018-07-30 11:33:40 | 0 | Set | 0 | 0000 |  | General | 0 | 0 | Material | N | N | N | ""
11097 | 820099-0000 | SERVICE KURSI |  | 2018-04-23 14:44:19 | 0 | Ls | 16050000 | 0000 | IDR | General | 0 | 0 | Material | N | N | N | ""
10523 | 820097-0000 | Service Mesin Bor Tangan |  | 2017-03-16 15:38:16 | 0 | Pcs | 10429565 | 0000 | IDR | General | 0 | 0 | Material | N | N | N | ""
9987 | 720033-0000 | Service Mobil |  | 2016-07-26 16:52:56 | 0 | Ls | 692756.76 | 0000 | IDR | General | 0 | 13103 | Material | N | N | N | ""
9885 | 424103-0000 | Service Pemasangan ODF kapasitas 1/4 core dan accessories |  | 2015-06-15 13:40:16 | 1 | Pcs | 0 | 0000 | IDR | General | 0 | 0 | Material | N | N | N | ""
9886 | 424104-0000 | Service pemasangan ODF kapasitas 1/8 termasuk accessories |  | 2015-06-15 13:42:21 | 1 | Pcs | 20000 | 0000 | IDR | General | 0 | 0 | Material | N | N | N | ""
9516 | 129114-0000 | Service Pondasi Bored Pile Dia. 50cm termasuk Mob Demob, Besi Beton, Mix Design, dan Test Kubus |  | 2014-10-28 10:50:32 | 0 | Mtr | 341667 | 0000 | IDR | General | 123341978 | 12168 | Material | N | N | N | ""
9517 | 129115-0000 | Service Pondasi Bored Pile Dia. 60cm termasuk Mob Demob, Besi Beton, Mix Design, dan Test Kubus |  | 2014-10-28 10:51:13 | 0 | Mtr | 380208.33 | 0000 | IDR | General | 160802564.81 | 12168 | Material | N | N | N | ""
9515 | 129113-0000 | Service Pondasi Tower termasuk Mob Demob, Besi Beton, Mix Design, dan Test Kubus |  | 2014-10-28 10:49:47 | 0 | M3 | 1250000 | 0000 | IDR | General | 94474195.45 | 12168 | Material | N | N | N | ""
11392 | 820105-0000 | Service Stringing Equipment |  | 2019-06-17 17:46:44 | 0 | Ls | 18800000 | 0000 | IDR | General | 0 | 0 | Material | N | N | N | ""
10175 | 111357-0000 | Service Transformer Foundation |  | 2016-05-04 09:00:06 | 0 | Unit | 4654403.12 | 0000 | IDR | General | 0 | 0 | Material | N | N | N | ""
9627 | 313110-0000 | Set of clamps, connectors and accessories |  | 2015-02-02 15:37:28 | 0 | bay | 0 | 0000 | IDR | General | 0 | 12502 | Material | N | N | N | ""
9722 | 323053-0000 | Set of clamps, connectors and accessories |  | 2015-02-03 09:38:36 | 0 | bay | 2785000 | 0000 | IDR | General | 0 | 12502 | Material | N | N | N | ""
9794 | 313167-0000 | Set of clamps, connectors and accessories for 70 kV |  | 2015-02-10 10:16:25 | 0 | bay | 0 | 0000 | IDR | General | 0 | 12502 | Material | N | N | N | ""
11056 | 313400-0000 | Set of clamps, connectors and accessories for installation of the Fly Bus |  | 2018-03-16 10:27:25 | 0 | Unit | 540000 | 0000 | IDR | General | 0 | 0 | Material | N | N | N | ""
11057 | 313401-0000 | Set of clamps, connectors and accessories for installation of the line bay as specified |  | 2018-03-16 10:28:51 | 0 | Set | 0 | 0000 |  | General | 0 | 0 | Material | N | N | N | ""
9601 | 313100-0000 | Set of three twin ACCC Copenhagen downleads to substation gantry (exluding low duty inverse insulator sets 120kN normal type) |  | 2015-01-27 13:24:59 | 0 | Set | 0 | 0000 | USD | General | 0 | 12510 | Material | N | N | N | ""
11822 | 129427-0000 | Setting Stub Tower |  | 2021-08-06 16:01:15 | 0 | Ls | 1500000 | 0000 | IDR | General | 0 | 0 | Material | N | N | N | ""
10897 | 129302-0000 | Setting Stub Tower |  | 2017-08-04 16:55:05 | 0 | Kg | 3000000 | 0000 | IDR | General | 0 | 0 | Material | N | N | N | ""
12659 | 129466-0000 | Setting Survey and Installation of Setting Plan Incl BM Stake |  | 2025-06-24 10:58:16 | 0 | Ls | 3125000 | 0000 | IDR | General | 0 | 0 | Material | N | N | N | ""
12759 | 323240-0000 | Sewa Alat Tan Delta / Dissipation Factor Test Set |  | 2025-10-29 20:11:38 | 0 | Day | 5500000 | 0000 | IDR | General | 0 | 0 | Material | N | N | N | ""
11180 | 620024-0000 | Sewa Bar Bender Ex. Germany |  | 2018-10-08 17:31:16 | 0 | Mth | 6000000 | 0000 | IDR | General | 0 | 0 | Material | N | N | N | ""
9985 | 129134-0000 | Sewa Concrete Pump |  | 2015-09-01 10:35:37 | 0 | Ls | 3500000 | 0000 | IDR | General | 0 | 0 | Material | N | N | N | ""
11776 | 620031-0000 | Sewa Crane 50 Ton |  | 2021-03-11 17:06:59 | 0 | Hr | 10500000 | 0000 | IDR | General | 0 | 0 | Material | N | N | N | ""
10890 | 720041-0000 | Sewa Crane dan Operator |  | 2017-08-04 16:33:01 | 0 | Mth | 5000000 | 0000 | IDR | General | 0 | 0 | Material | N | N | N | ""
10268 | 620009-0000 | Sewa Dispenser |  | 2016-07-29 10:25:45 | 0 | Unit | 35000 | 0000 | IDR | General | 0 | 0 | Material | N | N | N | ""
9596 | 221017-0000 | Sewa Ecavator |  | 2015-01-16 09:31:58 | 0 | Hr | 2500000 | 0000 | IDR | General | 350000 | 12510 | Material | N | N | N | ""
11385 | 820104-0000 | sewa gondola |  | 2019-05-03 10:46:10 | 0 | Day | 0 | 0000 |  | General | 0 | 0 | Material | N | N | N | ""
10086 | 820088-0000 | Sewa Hand Phone / Smartphone |  | 2015-11-30 15:40:42 | 0 | Unit | 320000 | 0000 | IDR | General | 0 | 0 | Material | N | N | N | ""
11777 | 620032-0000 | Sewa Hiab Crane 15 Ton |  | 2021-03-11 17:07:54 | 0 | Hr | 3826530.61 | 0000 | IDR | General | 0 | 0 | Material | N | N | N | ""
11307 | 820101-0000 | Sewa Jack Hammer & Kompressor |  | 2019-03-01 00:18:04 | 0 | Day | 5130000 | 0000 | IDR | General | 0 | 0 | Material | N | N | N | ""
9171 | 820038-0000 | Sewa Kantor (Tahun Kedua) |  | 2014-04-22 14:45:45 | 0 | Yr | 12500000 | 0000 | IDR | General | 0 | 11313 | Material | N | N | N | ""
9179 | 820046-0000 | Sewa Kantor (Tahun Ketiga) |  | 2014-04-22 14:53:11 | 0 | Yr | 0 | 0000 | IDR | General | 0 | 11313 | Material | N | N | N | ""
9163 | 820030-0000 | Sewa Kantor (Tahun Pertama) |  | 2014-04-22 14:39:20 | 0 | Yr | 0 | 0000 | IDR | General | 0 | 0 | Material | N | N | N | ""
10085 | 820087-0000 | Sewa Kantor / bulan |  | 2015-11-30 15:33:32 | 0 | Mth | 2000000 | 0000 | IDR | General | 0 | 0 | Material | N | N | N | ""
9899 | 720032-0000 | sewa kendaraan pick up |  | 2015-06-17 15:10:16 | 0 | Mth | 4500000 | 0000 | IDR | General | 0 | 0 | Material | N | N | N | ""
12231 | 720056-0000 | Sewa Mobil 4WD |  | 2023-03-26 20:11:58 | 0 | Pc/Month | 4000000 | 0000 | IDR | General | 0 | 0 | Material | N | N | N | ""
11831 | 129428-0000 | Sewa Molen |  | 2021-09-03 13:55:59 | 0 | Mth | 1000000 | 0000 | IDR | General | 0 | 0 | Material | N | N | N | ""
12712 | 820142-0000 | Sewa Passenger Hoist Cap 2 Ton Single Cage |  | 2025-09-09 16:07:00 | 0 | Mth | 0 | 0000 |  | General | 0 | 0 | Material | N | N | N | ""
12009 | 820110-0000 | Sewa Plat |  | 2022-01-07 19:08:06 | 0 | Lbr | 500000 | 0000 | IDR | General | 0 | 0 | Material | N | N | N | ""
11350 | 620028-0000 | Sewa Scaffolding |  | 2019-04-15 13:45:06 | 0 | Set | 25000 | 0000 | IDR | General | 0 | 0 | Material | N | N | N | ""
12600 | 620039-0000 | Sewa Total Station |  | 2025-02-25 16:59:09 | 0 | Day | 150000 | 0000 | IDR | General | 0 | 0 | Material | N | N | N | ""
11962 | 720051-0000 | Sewa Trailer |  | 2021-10-29 10:03:37 | 0 | Unit | 0 | 0000 |  | General | 0 | 0 | Material | N | N | N | ""
10162 | 221032-0000 | Sewa Tronton |  | 2016-03-03 08:30:30 | 0 | Kg | 75 | 0000 | IDR | General | 0 | 0 | Material | N | N | N | ""
10163 | 221033-0000 | Sewa Tronton |  | 2016-03-03 08:33:37 | 0 | Unit | 2500000 | 0000 | IDR | General | 0 | 13407 | Material | N | N | N | ""
12378 | 720061-0000 | Sewa Truck Crane 5 Ton |  | 2024-05-20 10:14:37 | 0 | Hr | 0 | 0000 |  | General | 0 | 0 | Material | N | N | N | ""
12377 | 720060-0000 | Sewa Truck Crane 8 Ton |  | 2024-05-20 10:13:54 | 0 | Hr | 500000 | 0000 | IDR | General | 0 | 0 | Material | N | N | N | ""
10214 | 720038-0000 | Sewa Truck Engkel |  | 2016-06-13 11:19:04 | 0 | Mth | 15306122 | 0000 | IDR | General | 0 | 0 | Material | N | N | N | ""
11702 | 611179-0000 | SF6 Density Meter |  | 2020-12-01 17:03:28 | 0 | Set | 12500000 | 0000 | IDR | General | 0 | 0 | Material | Y | N | N | ""
12723 | 413221-0000 | SFP STM-4 Optical Module, 80 km |  | 2025-09-29 17:24:44 | 0 | Set | 5100000 | 0000 | IDR | General | 0 | 0 | Material | N | N | N | ""
11924 | 211394-0000 | SG 14 shank |  | 2021-10-13 16:29:27 | 0 | Pcs | 3100000 | 0000 | IDR | General | 0 | 0 | Material | N | N | N | ""
11925 | 211395-0000 | SG 2 Extension |  | 2021-10-13 16:31:59 | 0 | Pcs | 3280000 | 0000 | IDR | General | 0 | 0 | Material | N | N | N | ""
11923 | 211393-0000 | SG 3 RADIUS TIP |  | 2021-10-13 16:26:42 | 0 | Pcs | 3710000 | 0000 | IDR | General | 0 | 0 | Material | N | N | N | ""
11926 | 211396-0000 | SG 4 Coupler |  | 2021-10-13 16:36:50 | 0 | Pcs | 2300000 | 0000 | IDR | General | 0 | 0 | Material | N | N | N | ""
11922 | 211392-0000 | SGC 14 DRIVING STEEL SET |  | 2021-10-13 16:13:38 | 0 | Set | 1512.73 | 0000 | USD | General | 0 | 0 | Material | N | N | N | ""
11239 | 211190-0000 | Shackle 6.5 Ton |  | 2019-01-18 15:52:24 | 0 | Pcs | 297500 | 0000 | IDR | General | 0 | 0 | Material | N | N | N | ""
11947 | 211402-0000 | Shackle D 12 mm |  | 2021-10-19 21:22:51 | 0 | Pcs | 50000 | 0000 | IDR | General | 0 | 0 | Material | N | N | N | ""
11948 | 211403-0000 | Shackle D 16 mm |  | 2021-10-19 21:23:50 | 0 | Pcs | 75000 | 0000 | IDR | General | 0 | 0 | Material | N | N | N | ""
10481 | 610012-TSE0 | Shackle D 34 MM 30 Kn |  | 2016-12-21 21:38:40 | 0 | Pcs | 83306.52 | TSE0 | IDR | TSE | 0 | 0 | Material | N | N | N | ""
10480 | 610011-TSE0 | Shackle D 38 Mm 50 Kn |  | 2016-12-21 21:36:51 | 0 | Pcs | 136000 | TSE0 | IDR | TSE | 0 | 0 | Material | N | N | N | ""
9690 | 111324-0000 | Shielding Mesh |  | 2015-02-02 18:32:22 | 0 | Unit | 0 | 0000 | IDR | General | 0 | 12502 | Material | N | N | N | ""
10863 | 313329-0000 | Shielding wire as per-TPG for Switcyard and Transformer Area |  | 2017-08-04 11:07:48 | 0 | Mtr | 0 | 0000 |  | General | 0 | 0 | Material | N | N | N | ""
11460 | 211263-0000 | shock skun |  | 2019-08-20 11:20:06 | 0 | Pcs | 1200 | 0000 | IDR | General | 0 | 0 | Material | N | N | N | ""
10703 | 323162-0000 | Siar Rata 1/2 |  | 2017-08-03 17:47:47 | 0 | M2 | 0 | 0000 |  | General | 0 | 0 | Material | N | N | N | ""
12795 | 313802-0000 | Signal Horn HPT 110 VDC |  | 2025-11-26 07:28:38 | 0 | Unit | 979000 | 0000 | IDR | General | 0 | 0 | Material | N | N | N | ""
9473 | 111304-0000 | Sika Bone |  | 2014-09-11 16:16:04 | 0 | Kg | 70000 | 0000 | IDR | General | 350000 | 11696 | Material | N | N | N | ""
11508 | 111547-0000 | Sika grout |  | 2019-09-17 14:09:38 | 0 | Zak | 77000 | 0000 | IDR | General | 0 | 0 | Material | N | N | N | ""
11622 | 211306-0000 | Sikagrout 215 |  | 2020-05-03 12:17:53 | 0 | Zak | 132432 | 0000 | IDR | General | 0 | 0 | Material | N | N | N | ""
11632 | 313513-0000 | Singgle jumper tension set for ACCC Lisbon 310 mm, suspension clamp, armor rods, w/o disk insulator |  | 2020-07-22 15:47:15 | 0 | Set | 1731113 | 0000 | IDR | General | 0 | 0 | Material | N | N | N | ""
11629 | 313510-0000 | Singgle tenseion set for ACCC Lisbon 310 mm, deand end clamp, arching horn, w/o disk insulator |  | 2020-07-22 15:38:23 | 0 | Set | 9274688 | 0000 | IDR | General | 0 | 0 | Material | N | N | N | ""
11631 | 313512-0000 | Singgle tension inverted set for ACCC Lisbon 310 mm, dead end clamp, arching horn, w/o disk insulator |  | 2020-07-22 15:44:51 | 0 | Set | 9433164 | 0000 | IDR | General | 0 | 0 | Material | N | N | N | ""
12591 | 313730-0000 | Single Grounding Clamp 150mm |  | 2025-02-14 16:31:26 | 0 | Pcs | 90000 | 0000 | IDR | General | 0 | 0 | Material | N | N | N | ""
9929 | 313180-0000 | single Jumper Suspension String for Conductor 2xTACSR 410 UTS 210kN |  | 2015-06-19 16:04:45 | 0 | Set | 1451000 | 0000 | IDR | General | 0 | 0 | Material | N | N | N | ""
11315 | 611122-0000 | Single Mesh Shock Joint 17-29 mm |  | 2019-03-25 09:44:55 | 0 | Pcs | 1350000 | 0000 | IDR | General | 0 | 0 | Material | N | N | N | ""
9662 | 313145-0000 | Single Phase Neutral CT for 150 kV side class X, 150-300/1A complete with clamps for restricted eart faulth protection suitable for mounting outdoor on Transformer tank can be put inside the 20 kV Neutral Resistor Cubicle. |  | 2015-02-02 17:52:00 | 0 | Unit | 86250000 | 0000 | IDR | General | 0 | 12502 | Material | N | N | N | ""
9664 | 313147-0000 | Single Phase Neutral CT for 70 kV side class 5P20, 600-300/1A complete with clamps for Neutral eart faulth protection suitable for mounting outdoor on Transformer tank can be put inside the 20 kV Neutral Resistor Cubicle |  | 2017-09-25 10:59:16 | 0 | Unit | 0 | 0000 | USD | General | 0 | 12502 | Material | N | N | N | ""
9663 | 313146-0000 | Single Phase Neutral CT for 70 kV side class X, 300-600/1A complete with clamps for restricted eart faulth protection suitable for mounting outdoor on Transformer tank. |  | 2015-02-02 17:53:10 | 0 | Unit | 0 | 0000 | USD | General | 0 | 12502 | Material | N | N | N | ""
12706 | 313759-0000 | Single Pole Switch |  | 2025-08-15 18:35:13 | 0 | Pcs | 16000 | 0000 | IDR | General | 0 | 0 | Material | N | N | N | ""
11409 | 611154-0000 | single pump |  | 2019-07-15 16:47:38 | 0 | Set | 0 | 0000 |  | General | 0 | 0 | Material | N | N | N | ""
11210 | 211183-0000 | SINGLE SUSPENSION 1x300mm2, 16 mm COUPLE,W/ SUSP CLAMP,U-BOLT |  | 2018-12-03 10:24:18 | 0 | Set | 0 | 0000 |  | General | 0 | 0 | Material | N | N | N | ""
11209 | 211182-0000 | SINGLE SUSPENSION 1x630mm2, 16 mm COUPLE,W/ SUSP CLAMP,U-BOLT |  | 2018-12-03 10:23:00 | 0 | Set | 1584239 | 0000 | IDR | General | 0 | 0 | Material | N | N | N | ""
11208 | 211181-0000 | SINGLE SUSPENSION 2xAAC LUPINE,16 mm COUPLE,W/ SUSP CLAMP,U-BOLT |  | 2018-12-03 10:22:12 | 0 | Set | 2643075 | 0000 | IDR | General | 0 | 0 | Material | N | N | N | ""
10577 | 313275-0000 | Single suspension jumper insulator string set 120 kN with fog type |  | 2017-03-27 18:44:09 | 0 | Set | 1081914 | 0000 | IDR | General | 0 | 0 | Material | N | N | N | ""
9608 | 313107-0000 | Single suspension jumper insulator string set 120kN min 4250mm creepage distance for HTLS Helsinki |  | 2015-01-27 13:30:35 | 0 | Set | 1576250 | 0000 | IDR | General | 0 | 12510 | Material | N | N | N | ""
8553 | 313029-0000 | Single suspension string set 120 kN |  | 2013-10-03 23:55:37 | 0 | Set | 0 | 0000 | IDR | General | 0 | 11132 | Material | N | N | N | ""
12322 | 313602-0000 | Single Suspension String Set 120 kN For Conductor 1 x ACSR 250mm2 |  | 2024-04-27 09:54:45 | 0 | Set | 1694057 | 0000 | IDR | General | 0 | 0 | Material | N | N | N | ""
12382 | 313628-0000 | Single suspension string set for 1xAAC Lupine 1267 Sqmm, 120kN, w/o insulator, envelope type |  | 2024-05-23 09:13:58 | 0 | Set | 3013250 | 0000 | IDR | General | 0 | 0 | Material | N | N | N | ""
10915 | 211137-0000 | Single Suspension String Set for ACSR Hawk 240/40 sq.mm |  | 2017-08-04 17:37:55 | 0 | Pcs | 1212236 | 0000 | IDR | General | 0 | 0 | Material | N | N | N | ""
11826 | 211335-0000 | Single Suspension Stringset for Conductor 2xTACSR 410 |  | 2021-09-01 08:21:32 | 0 | Set | 2025465 | 0000 | IDR | General | 0 | 0 | Material | N | N | N | ""
10875 | 313341-0000 | Single Suspention insulator |  | 2017-08-04 11:16:31 | 0 | Pcs | 0 | 0000 |  | General | 0 | 0 | Material | N | N | N | ""
10872 | 313338-0000 | Single Suspention insulator set |  | 2017-08-04 11:15:00 | 0 | Set | 2220413 | 0000 | IDR | General | 0 | 0 | Material | N | N | N | ""
11207 | 211180-0000 | SINGLE TENSION 1xAAC 300mm2,16 mm COUPLE,W/ CCDE,U-BOLT |  | 2018-12-03 10:21:22 | 0 | Set | 0 | 0000 |  | General | 0 | 0 | Material | N | N | N | ""
11206 | 211179-0000 | SINGLE TENSION 1xAAC 300mm2,16 mm COUPLE,W/ CCDE,U-BOLT,TURNBUCKLE |  | 2018-12-03 10:19:14 | 0 | Set | 0 | 0000 |  | General | 0 | 0 | Material | N | N | N | ""
11205 | 211178-0000 | SINGLE TENSION 1xAAC 630mm2,16 mm COUPLE,W/ CCDE,U-BOLT |  | 2018-12-03 10:18:07 | 0 | Set | 2742984 | 0000 | IDR | General | 0 | 0 | Material | N | N | N | ""
11204 | 211177-0000 | SINGLE TENSION 1xAAC 630mm2,16 mm COUPLE,W/ CCDE,U-BOLT,TURNBUCKLE |  | 2018-12-03 10:17:18 | 0 | Set | 3391551 | 0000 | IDR | General | 0 | 0 | Material | N | N | N | ""
11203 | 211176-0000 | SINGLE TENSION 2xAAC LUPINE,16 mm COUPLE,W/ CCDE,U-BOLT |  | 2018-12-03 10:16:27 | 0 | Set | 2329425 | 0000 | IDR | General | 0 | 0 | Material | N | N | N | ""
11202 | 211175-0000 | SINGLE TENSION 2xAAC LUPINE,16 mm COUPLE,W/ CCDE,U-BOLT,TURNBUCKLE |  | 2018-12-03 10:15:03 | 0 | Set | 0 | 0000 |  | General | 0 | 0 | Material | N | N | N | ""
12168 | 211440-0000 | Single Tension GSW 70mm2 |  | 2022-10-06 17:09:49 | 0 | Set | 0 | 0000 |  | General | 0 | 0 | Material | N | N | N | ""
10578 | 313276-0000 | Single tension inverse insulator string set 120 kN with fog type |  | 2017-03-27 18:45:12 | 0 | Set | 3645059.21 | 0000 | IDR | General | 0 | 0 | Material | N | N | N | ""
9607 | 313106-0000 | Single tension inverse insulator string set 120kN min 4250mm creepage distance for HTLS 2x1000A (ACCC) |  | 2015-01-27 13:29:54 | 0 | Set | 1354500 | 0000 | IDR | General | 0 | 12510 | Material | N | N | N | ""
11054 | 313399-0000 | Single tension inverse insulator string set 210 kN with fog type |  | 2018-03-09 10:30:19 | 0 | Set | 4271800 | 0000 | IDR | General | 0 | 0 | Material | N | N | N | ""
12326 | 313606-0000 | Single Tension Inverse String Set 120 kN For Conductor 1 x ACSR 250mm2 |  | 2024-04-27 10:17:52 | 0 | Set | 1641663 | 0000 | IDR | General | 0 | 0 | Material | N | N | N | ""
12431 | 313651-0000 | Single Tension Inverse String Set 120 kN For Conductor 1 x ACSR 450mm2 |  | 2024-08-19 10:10:55 | 0 | Set | 2036600 | 0000 | IDR | General | 0 | 0 | Material | N | N | N | ""
10814 | 313296-0000 | Single tension inverted set lengkap clamp, arching horn, untuk 1 x ACSR 240/40 mm |  | 2017-08-04 09:40:10 | 0 | Set | 3422160 | 0000 | IDR | General | 0 | 0 | Material | N | N | N | ""
8554 | 313030-0000 | Single Tension string set 120 kN |  | 2013-10-07 09:34:16 | 0 | Set | 1277970 | 0000 | IDR | General | 113.58 | 11132 | Material | N | N | N | ""
12440 | 313653-0000 | Single Tension String Set 120 kN for 1 x AAC Lupine 1267 Sqmm |  | 2024-08-28 19:39:09 | 0 | Set | 2329425 | 0000 | IDR | General | 0 | 0 | Material | N | N | N | ""
11042 | 313391-0000 | Single tension string set 120 kN with fog type |  | 2018-02-21 16:41:41 | 0 | Set | 3030100.55 | 0000 | IDR | General | 0 | 0 | Material | N | N | N | ""
12380 | 313626-0000 | Single tension string set for 1xAAC Lupine 1267 Sqmm, 120kN, w/o insulator, without turnbuckle, compression type |  | 2024-05-23 09:04:36 | 0 | Set | 2329425 | 0000 | IDR | General | 0 | 0 | Material | N | N | N | ""
10917 | 211139-0000 | Single Tension String Set for ACSR Hawk 240/40 sq.mm |  | 2017-08-04 17:39:40 | 0 | Set | 1275113 | 0000 | IDR | General | 0 | 0 | Material | N | N | N | ""
11046 | 313395-0000 | Single Tension string single conduktor TAL 1000 complit with arching horn |  | 2018-03-01 17:15:55 | 0 | Set | 126.5 | 0000 | USD | General | 0 | 13648 | Material | N | N | N | ""
11827 | 211336-0000 | Single Tension Stringset for Conductor 2xTACSR 410 |  | 2021-09-01 08:22:16 | 0 | Set | 3306160 | 0000 | IDR | General | 0 | 0 | Material | N | N | N | ""
12351 | 323214-0000 | Sistem Test (uji energize, uji tak berbeban, dan berbeban) |  | 2024-05-16 15:54:12 | 0 | lot | 0 | 0000 |  | General | 0 | 0 | Material | N | N | N | ""
9308 | 521006-0000 | Sitac - Pembebasan Lahan |  | 2014-06-09 11:50:37 | 0 | Pcs | 7058824 | 0000 | IDR | General | 0 | 11683 | Material | N | N | N | ""
10519 | 129183-0000 | Site Clearing |  | 2017-02-16 14:24:27 | 0 | Ls | 150000 | 0000 | IDR | General | 0 | 0 | Material | N | N | N | ""
9691 | 129117-0000 | Site Clearing |  | 2015-02-02 18:35:36 | 0 | M2 | 36458.34 | 0000 | IDR | General | 6250 | 12502 | Material | N | N | N | ""
8146 | 820002-0000 | Site Office Rent/Warehouse |  | 2013-07-04 10:37:05 | 0 | Ls | 1666666.67 | 0000 | IDR | General | 3000000 | 9982 | Material | N | N | N | ""
9584 | 820065-0000 | Site Office Utilities/Site Office Furniture |  | 2014-12-09 14:02:59 | 0 | Ls | 560542.34 | 0000 | IDR | General | 4655000 | 12200 | Material | N | N | N | ""
9471 | 424075-0000 | Site Preparation (Material and Services) |  | 2014-09-11 16:13:00 | 0 | Ls | 5000000 | 0000 | IDR | General | 3210100 | 11696 | Material | N | N | N | ""
12356 | 820130-0000 | Site Storage |  | 2024-05-16 16:44:20 | 0 | M2 | 0 | 0000 |  | General | 0 | 0 | Material | N | N | N | ""
9425 | 521007-0000 | Site Survey (SITAC) |  | 2014-09-02 09:45:51 | 0 | Ls | 766366 | 0000 | IDR | General | 0 | 11694 | Material | N | N | N | ""
12394 | 313636-0000 | Skun 150 mm |  | 2024-05-23 11:06:56 | 0 | Pcs | 21306.57 | 0000 | IDR | General | 0 | 0 | Material | N | N | N | ""
11542 | 211269-0000 | skun 50mm |  | 2019-11-04 16:09:50 | 0 | Pcs | 8500 | 0000 | IDR | General | 0 | 0 | Material | N | N | N | ""
11548 | 211270-0000 | skun grounding |  | 2019-11-15 17:25:09 | 0 | Pcs | 22000 | 0000 | IDR | General | 0 | 0 | Material | N | N | N | ""
11589 | 211280-0000 | Skun Grounding AL 70 M 12 |  | 2020-04-01 16:02:19 | 0 | Pcs | 12000 | 0000 | IDR | General | 0 | 0 | Material | N | N | N | ""
11318 | 313451-0000 | Skun Plat 2.5 mm |  | 2019-03-26 13:38:29 | 0 | Bks | 60000 | 0000 | IDR | General | 0 | 0 | Material | N | N | N | ""
11319 | 313452-0000 | Skun Plat 4 mm |  | 2019-03-26 13:57:13 | 0 | Bks | 70000 | 0000 | IDR | General | 0 | 0 | Material | N | N | N | ""
11320 | 313453-0000 | Skun Plat 6 mm |  | 2019-03-26 13:58:12 | 0 | Bks | 86000 | 0000 | IDR | General | 0 | 0 | Material | N | N | N | ""
11321 | 313454-0000 | Skun Ring 2.5 mm |  | 2019-03-26 13:59:11 | 0 | Bks | 43000 | 0000 | IDR | General | 0 | 0 | Material | N | N | N | ""
11322 | 313455-0000 | Skun Ring 4 mm |  | 2019-03-26 14:00:00 | 0 | Bks | 50000 | 0000 | IDR | General | 0 | 0 | Material | N | N | N | ""
11323 | 313456-0000 | Skun Ring 6 mm |  | 2019-03-26 14:00:40 | 0 | Bks | 51000 | 0000 | IDR | General | 0 | 0 | Material | N | N | N | ""
11906 | 211383-0000 | Sledge Hammer 10 LB |  | 2021-09-23 21:23:20 | 0 | Pcs | 267350 | 0000 | IDR | General | 0 | 0 | Material | N | N | N | ""
10482 | 610001-LKL0 | Sling 16 MM For Tower and Trafes |  | 2016-12-21 21:40:27 | 0 | Pcs | 0 | LKL0 |  | Lokal | 0 | 0 | Material | N | N | N | ""
11927 | 211397-0000 | Sling Endless Round |  | 2021-10-13 16:40:33 | 0 | Pcs | 0 | 0000 |  | General | 0 | 0 | Material | N | N | N | ""
9697 | 111328-0000 | Slope protection (stone masonry) |  | 2015-02-02 18:42:45 | 0 | M3 | 950000 | 0000 | IDR | General | 0 | 12502 | Material | N | N | N | ""
9312 | 611035-0000 | Smart Phone Lenovo |  | 2014-06-11 13:45:10 | 0 | Pcs | 1256000 | 0000 | IDR | General | 2950000 | 11683 | Material | N | N | N | ""
9822 | 611040-0000 | Smartphone |  | 2015-02-24 13:43:31 | 0 | Pcs | 1799000 | 0000 | IDR | General | 2000000 | 12638 | Material | N | N | N | ""
12022 | 611281-0000 | Snatch Block Double 2 T |  | 2022-01-09 12:25:48 | 0 | Pcs | 611351 | 0000 | IDR | General | 0 | 0 | Material | N | N | N | ""
12091 | 611298-0000 | Snatch Block Double 5 T |  | 2022-04-18 08:56:18 | 0 | Pcs | 3500000 | 0000 | IDR | General | 0 | 0 | Material | N | N | N | ""
11400 | 611147-0000 | Snatch Block Single 1 T |  | 2019-07-08 15:04:57 | 0 | Pcs | 160000 | 0000 | IDR | General | 0 | 0 | Material | N | N | N | ""
12021 | 611280-0000 | Snatch Block Single 2 T |  | 2022-01-09 12:24:45 | 0 | Pcs | 418181.82 | 0000 | IDR | General | 0 | 0 | Material | N | N | N | ""
10476 | 610009-TSE0 | Snatch Block Single 3 T |  | 2016-12-21 21:26:09 | 0 | Pcs | 727272.73 | TSE0 | IDR | TSE | 0 | 0 | Material | N | N | N | ""
11985 | 611253-0000 | Snatch Block Single 5 T |  | 2021-12-07 13:14:25 | 0 | Unit | 0 | 0000 |  | General | 0 | 0 | Material | N | N | N | ""
7692 | 210023-CLIP | Sock pipa 20 mm |  |  | 0 | Mtr | 100000 | Clips | IDR | "" | 0 | 0 | Material | N | N | N
10947 | 611114-0000 | Socket (Monitor X2, Controller X4, ECM X4 & Dioda ) |  | 2017-09-11 16:56:02 | 0 | Set | 6500000 | 0000 | IDR | General | 0 | 0 | Material | N | N | N | ""
12485 | 313671-0000 | Socket 1P N 16 A |  | 2024-11-07 14:25:32 | 0 | Unit | 0 | 0000 |  | General | 0 | 0 | Material | N | N | N | ""
12500 | 313686-0000 | Socket 1P N 16A |  | 2024-11-07 15:24:51 | 0 | Unit | 250235 | 0000 | IDR | General | 0 | 0 | Material | N | N | N | ""
10433 | 211113-0000 | Socket Clevis |  | 2016-11-29 09:32:40 | 0 | Pcs | 457500 | 0000 | IDR | General | 0 | 0 | Material | N | N | N | ""
12120 | 211425-0000 | Socket Eye |  | 2022-07-08 14:49:04 | 0 | Pcs | 8.55 | 0000 | USD | General | 0 | 0 | Material | N | N | N | ""
10283 | 413184-0000 | Socket HDPE |  | 2016-08-24 11:06:10 | 0 | Pcs | 85000 | 0000 | IDR | General | 35000 | 13139 | Material | N | N | N | ""
12499 | 313685-0000 | Socket Plug 3P N PE 16A |  | 2024-11-07 15:24:07 | 0 | Unit | 690000 | 0000 | IDR | General | 0 | 0 | Material | N | N | N | ""
11696 | 310001-OMRN | socket relay/timer 10 A 8 pin |  | 2020-11-05 15:19:00 | 0 | Pcs | 34000 | OMRN | IDR | Omron | 0 | 0 | Material | N | N | N | ""
11697 | 310002-OMRN | socket relay/timer 7 A 8 pin |  | 2020-11-05 15:21:12 | 0 | Pcs | 74000 | OMRN | IDR | Omron | 0 | 0 | Material | N | N | N | ""
8710 | 313037-0000 | Soen Vynil 25mm |  | 2013-10-23 10:08:11 | 0 | Pcs | 5000 | 0000 | IDR | General | 5000 | 11366 | Material | N | N | N | ""
11128 | 129348-0000 | Soil Boring Diameter 40 cm |  | 2018-06-07 10:38:58 | 0 | Mtr | 0 | 0000 |  | General | 0 | 0 | Material | N | N | N | ""
11129 | 129349-0000 | Soil Boring Diameter 60 cm |  | 2018-06-07 10:40:43 | 0 | Mtr | 0 | 0000 |  | General | 0 | 0 | Material | N | N | N | ""
8563 | 129022-0000 | Soil investigation (sondir) in tower location |  | 2013-10-04 00:10:42 | 0 | ea | 2500000 | 0000 | IDR | General | 0 | 11132 | Material | N | N | N | ""
8595 | 129026-0000 | Soil Investigation Test and Report by Dynamic Cone Penetrometer Test (Sondir) |  | 2013-10-04 08:17:46 | 0 | ea | 1000000 | 0000 | IDR | General | 1500000 | 11132 | Material | N | N | N | ""
8562 | 129021-0000 | Soil Investigation Test and Report by Soil Borings, Undistrub Sampling and Laboratory Test |  | 2013-10-04 00:08:14 | 0 | ea | 35000000 | 0000 | IDR | General | 0 | 11132 | Material | N | N | N | ""
9709 | 111338-0000 | Soil test (SPT,DCPT, Coredrilling, Test Lab) and report |  | 2015-02-02 18:57:12 | 0 | Set | 250000 | 0000 | IDR | General | 250000 | 12502 | Material | N | N | N | ""
9708 | 129121-0000 | Soil test investigation for switchyard SPT, DCPT, Core Drilling and Test Lab |  | 2015-02-02 18:55:38 | 0 | Ls | 900000 | 0000 | IDR | General | 0 | 12502 | Material | N | N | N | ""
9077 | 710003-0000 | Solar (BBM) |  | 2014-03-07 10:20:15 | 0 | Ltr | 13900 | 0000 | IDR | General | 0 | 11793 | Material | N | N | N | ""
9894 | 129128-0000 | Sorting Tower Material |  | 2016-09-15 17:16:29 | 0 | Kg | 100 | 0000 | IDR | General | 0 | 13123 | Material | N | N | N | ""
12222 | 111647-0000 | Spacer Decking HDPC |  | 2023-03-25 16:05:55 | 0 | Pcs | 1785.71 | 0000 | IDR | General | 0 | 0 | Material | N | N | N | ""
11301 | 313449-0000 | Spacer for 2xAAAC 630SQmm |  | 2019-02-12 18:44:51 | 0 | Pcs | 11.41 | 0000 | USD | General | 0 | 14049 | Material | N | N | N | ""
11383 | 313476-0000 | Spacer for 2xAAAC 630SQmm,cc 200 |  | 2019-04-30 17:46:18 | 0 | Pcs | 13072 | 0000 | KRW | General | 0 | 1237 | Material | N | N | N | ""
11285 | 211235-0000 | Spacer for 2xAAC Lupine 1267SQmm, cc 200 |  | 2019-02-11 14:54:49 | 0 | Pcs | 367200 | 0000 | IDR | General | 0 | 0 | Material | N | N | N | ""
12840 | 313838-0000 | Spacer for TAL 660 sqmm |  | 2025-12-07 13:11:10 | 0 | Pcs | 296550 | 0000 | IDR | General | 0 | 0 | Material | N | N | N | ""
10988 | 313377-0000 | Spacer for TAL 660 SQmm to TAL 660SQmm |  | 2017-09-26 11:59:13 | 0 | Pcs | 10.94 | 0000 | USD | General | 0 | 13226 | Material | N | N | N | ""
12363 | 313624-0000 | Spacer For TAL 850mm2 |  | 2024-05-17 21:56:32 | 0 | Pcs | 322650 | 0000 | IDR | General | 0 | 0 | Material | N | N | N | ""
11466 | 611158-0000 | Span Skur |  | 2019-08-21 20:50:49 | 0 | Pcs | 98000 | 0000 | IDR | General | 0 | 0 | Material | N | N | N | ""
9808 | 413132-0000 | Span Wartel M10 |  | 2015-02-14 12:51:39 | 0 | Pcs | 0 | 0000 | IDR | General | 0 | 12502 | Material | N | N | N | ""
8697 | 413047-0000 | Span Wartel M12 |  | 2013-10-17 09:44:09 | 0 | ea | 45000 | 0000 | IDR | General | 0 | 11366 | Material | N | N | N | ""
10060 | 413154-0000 | Span Wartel M16 |  | 2015-11-19 12:10:22 | 0 | Pcs | 19000 | 0000 | IDR | General | 0 | 0 | Material | N | N | N | ""
11006 | 413198-0000 | Span Wartel M20 |  | 2017-10-18 10:48:36 | 0 | Pcs | 40000 | 0000 | IDR | General | 0 | 40000 | Material | N | N | N | ""
8696 | 413046-0000 | Span wartel M6 |  | 2016-08-24 11:13:45 | 0 | ea | 0 | 0000 | IDR | General | 6000 | 13139 | Material | N | N | N | ""
8709 | 413050-0000 | Span Wartel M8 |  | 2013-10-22 14:36:58 | 0 | ea | 7500 | 0000 | IDR | General | 0 | 11366 | Material | N | N | N | ""
11699 | 211320-0000 | Spandek |  | 2020-11-20 13:17:08 | 0 | Lbr | 126126.13 | 0000 | IDR | General | 0 | 0 | Material | N | N | N | ""
9234 | 111285-0000 | Spanduk 1mX4m |  | 2014-05-16 10:47:34 | 0 | Pcs | 190000 | 0000 | IDR | General | 190000 | 11558 | Material | N | N | N | ""
12639 | 313741-0000 | Spare Capacitor For 25 MVAR Bank |  | 2025-05-20 16:14:43 | 0 | Unit | 0 | 0000 |  | General | 0 | 0 | Material | N | N | N | ""
8549 | 313025-0000 | Spiral Vibration Damper |  | 2016-05-04 10:52:56 | 0 | Pcs | 103765 | 0000 | IDR | General | 0 | 11132 | Material | N | N | N | ""
10193 | 313229-0000 | Spiral Vibration Damper |  | 2016-05-18 13:14:53 | 0 | Pcs | 0 | 0000 |  | General | 0 | 13312 | Material | N | N | N | ""
12196 | 820116-0000 | Spirometri |  | 2023-03-15 19:18:52 | 0 | ea | 98035.22 | 0000 | IDR | General | 0 | 0 | Material | N | N | N | ""
7704 | 210035-0000 | Splice assembly (PLN conductor accessories) |  |  | 0 | Set | 0 | Gener | "" | "" | 0 | 0 | Material | N | N | N
8143 | 411014-0000 | Splice Sleeve |  |  | 0 | Core | 0 | 0000 |  |  | 0 | 0 |  | N | N | N
8768 | 611017-0000 | Splicer |  | 2013-11-18 16:06:19 | 0 | Pcs | 75000 | 0000 | IDR | General | 23000000 | 11116 | Material | N | N | N | ""
9879 | 424101-0000 | Splicing FO per Splitetter (2 splicing dan 12 splicing per OTB 12 ) |  | 2015-04-22 11:03:10 | 0 | Core | 35000 | 0000 | IDR | General | 0 | 0 | Material | N | N | N | ""
10617 | 610001-DOFG | Splicing sleeve protector, J500B, PN17204 |  | 2017-12-07 11:20:18 | 0 | Pcs | 800 | DOFG | IDR | Dongfang | 800 | 13518 | Material | N | N | N | ""
11195 | 111493-0000 | split |  | 2018-11-12 15:37:24 | 0 | Ton | 270000 | 0000 | IDR | General | 0 | 0 | Material | N | N | N | ""
7390 | 410055-LEON | Splitter 2 Way |  |  | 0 | Pcs | 230000 | Leoni | IDR |  | 25 | 0 |  | N | N | N
7391 | 410055-PACI | Splitter 2 Way |  | 2016-02-25 10:11:39 | 0 | Pcs | 25 | Pacif | USD |  | 25 | 13475 |  | N | N | N
7392 | 410056-LEON | Splitter 3 Way |  | 2015-06-01 14:59:09 | 0 | Pcs | 280000 | Leoni | IDR |  | 44 | 13147 |  | N | N | N
7393 | 410056-RSBG | Splitter 3 Way |  |  | 0 | Pcs | 0 | Rosen |  |  | 0 | 0 |  | N | N | N
7394 | 410056-ENRS | Splitter 3 Way |  |  | 0 | Pcs | 0 | Eners |  |  | 0 | 0 |  | N | N | N
7395 | 410056-PACI | Splitter 3 Way |  | 2016-02-25 10:09:28 | 0 | Pcs | 444866.4 | Pacif | IDR |  | 445000 | 13475 |  | N | N | Y
9421 | 413085-0000 | Splitter 4 Way |  | 2014-08-29 13:21:49 | 0 | Pcs | 40 | 0000 | USD | General | 40 | 11684 | Material | N | N | N | ""
7396 | 410057-ANDR | Splitter 4 Way |  |  | 0 | Pcs | 0 | Andre |  |  | 0 | 0 |  | N | N | N
7397 | 410057-LEON | Splitter 4 Way |  |  | 0 | Pcs | 330000 | Leoni | IDR |  | 40 | 0 |  | N | N | N
7398 | 410057-RSBG | Splitter 4 Way |  |  | 0 | Pcs | 0 | Rosen |  |  | 0 | 0 |  | N | N | N
7399 | 410057-ENRS | Splitter 4 Way |  |  | 0 | Pcs | 0 | Eners |  |  | 0 | 0 |  | N | N | N
10620 | 313284-0000 | Splitzen 3/4 inch x 60 cm (1 set complete) |  | 2017-07-10 11:17:24 | 0 | Set | 200000 | 0000 | IDR | General | 135000 | 13330 | Material | N | N | N | ""
7657 | 310051-0000 | Splitzen 5/8 600mm |  | 2017-04-12 16:51:31 | 0 | Pcs | 130000 | Gener | IDR | "" | 130000 | 13325 | Material | N | N | N
7658 | 310052-0000 | Splitzen kecil |  | 2016-02-26 10:26:56 | 0 | Pcs | 0 | Gener | "" | "" | 60000 | 13475 | Material | N | N | N
10646 | 111413-0000 | spray |  | 2017-06-16 14:29:39 | 0 | Pcs | 25000 | 0000 | IDR | General | 0 | 0 | Material | N | N | N | ""
11024 | 810044-0000 | Sprei kasur 90 x 200 |  | 2017-10-31 15:20:31 | 0 | Pcs | 0 | 0000 |  | General | 0 | 0 | Material | Y | N | N | ""
7711 | 210042-0000 | Spring Controller |  |  | 0 | Pcs | 0 | Gener | "" | "" | 0 | 0 | Material | N | N | N
11775 | 111600-0000 | Spring Washer Angkur / Anchor 2 1/4 inch |  | 2021-03-02 21:20:51 | 0 | Pcs | 0 | 0000 |  | General | 0 | 0 | Material | N | N | N | ""
12642 | 323236-0000 | Stability Test for Buspro |  | 2025-05-21 22:52:19 | 0 | bay | 9470000 | 0000 | IDR | General | 0 | 0 | Material | N | N | N | ""
11198 | 611117-0000 | stabilizer 3000 Volt |  | 2018-11-22 10:59:27 | 0 | Pcs | 0 | 0000 |  | General | 0 | 0 | Material | N | N | N | ""
9863 | 820072-0000 | Staff Amenities |  | 2015-03-25 14:15:46 | 0 | Ls | 0 | 0000 |  | General | 0 | 0 | Material | N | N | N | ""
9528 | 820063-0000 | Staff Welfare |  | 2014-10-30 14:22:45 | 0 | Ls | 0 | 0000 | IDR | General | 0 | 12168 | Material | N | N | N | ""
8704 | 211028-0000 | Stainless Band |  | 2013-10-21 17:41:03 | 0 | Rol | 120000 | 0000 | IDR | General | 265833.33 | 11366 | Material | N | N | N | ""
9213 | 413061-0000 | Stainless Steel |  | 2014-05-06 09:43:53 | 0 | Mtr | 0 | 0000 | IDR | General | 0 | 11579 | Material | N | N | N | ""
8372 | 211018-0000 | Stainless stell tape |  | 2013-08-20 10:08:49 | 0 | Mtr | 0 | 0000 | IDR | General | 0 | 10301 | Material | N | N | N | ""
12270 | 611328-0000 | Stair Guardrail UAG (B) |  | 2023-06-03 18:00:28 | 0 | Pc/Month | 24300 | 0000 | IDR | General | 0 | 0 | Material | N | N | N | ""
12269 | 611327-0000 | Staircase UAS 75 x 250/200 |  | 2023-06-03 17:57:40 | 0 | Pc/Month | 150300 | 0000 | IDR | General | 0 | 0 | Material | N | N | N | ""
12509 | 810122-0000 | Stamp Duty |  | 2024-11-29 19:23:38 | 0 | Pcs | 10000 | 0000 | IDR | General | 0 | 0 | Material | N | N | N | ""
9157 | 611024-0000 | Stamper, Tools Set |  | 2014-04-22 14:13:17 | 0 | Pcs | 300000 | 0000 | IDR | General | 0 | 0 | Material | N | N | N | ""
9291 | 413066-0000 | Stand Temberang Tarik |  | 2014-06-05 11:16:50 | 0 | Pcs | 0 | 0000 | IDR | General | 0 | 11513 | Material | N | N | N | ""
10474 | 610008-TSE0 | Standard Reel D 1400 Mm |  | 2016-12-23 07:38:41 | 0 | Pcs | 0 | TSE0 |  | TSE | 0 | 13355 | Material | N | N | N | ""
12216 | 129449-0000 | Standard UVR 100 Rent |  | 2023-03-21 10:00:58 | 0 | Pc/Month | 9600 | 0000 | IDR | General | 0 | 0 | Material | N | N | N | ""
12272 | 611330-0000 | Standard UVR 200 |  | 2023-06-03 18:03:35 | 0 | Pc/Month | 28800 | 0000 | IDR | General | 0 | 0 | Material | N | N | N | ""
12207 | 129440-0000 | Standart UVR 150 Rent |  | 2023-03-21 09:51:39 | 0 | Pcs/Month | 14400 | 0000 | IDR | General | 0 | 0 | Material | N | N | N | ""
11859 | 611205-0000 | Stang Bor dia. 73 draad Cubing |  | 2021-09-19 15:29:38 | 0 | Mtr | 789555.56 | 0000 | IDR | General | 0 | 0 | Material | N | N | N | ""
8151 | 810002-0000 | Stationary & Printing |  | 2013-07-04 10:41:52 | 0 | Ls | 2921500 | 0000 | IDR | General | 1700000 | 9982 | Material | N | N | N | ""
10582 | 313279-0000 | Steel Beam Gantry |  | 2017-03-27 18:51:25 | 0 | Set | 0 | 0000 |  | General | 0 | 0 | Material | N | N | N | ""
8324 | 311007-0000 | Steel Grounding Rod 1/2 Inchi |  | 2013-08-01 11:19:25 | 0 | Mtr | 0 | 0000 | IDR | General | 0 | 10101 | Material | N | N | N | ""
8323 | 311006-0000 | Steel Grounding Rod 7/8 Inchi |  | 2013-08-01 11:18:46 | 0 | Mtr | 1675000 | 0000 | IDR | General | 0 | 10101 | Material | N | N | N | ""
9236 | 111287-0000 | Steel Plank 20cmX30cm |  | 2014-05-16 10:54:31 | 0 | Pcs | 45600 | 0000 | IDR | General | 45600 | 11558 | Material | N | N | N | ""
9235 | 111286-0000 | Steel Plank 20cmX40cm |  | 2014-05-16 10:53:49 | 0 | Pcs | 60800 | 0000 | IDR | General | 60800 | 11558 | Material | N | N | N | ""
9239 | 111290-0000 | Steel Plank 20cmX60cm |  | 2014-05-16 10:56:42 | 0 | Pcs | 58000 | 0000 | IDR | General | 91200 | 11558 | Material | N | N | N | ""
9237 | 111288-0000 | Steel Plank 30cmX60cm |  | 2014-05-16 10:55:10 | 0 | Pcs | 137750 | 0000 | IDR | General | 137750 | 11558 | Material | N | N | N | ""
9238 | 111289-0000 | Steel Plank Bulat dia. 60cm |  | 2014-05-16 10:56:05 | 0 | Pcs | 209000 | 0000 | IDR | General | 209000 | 11558 | Material | N | N | N | ""
10583 | 313280-0000 | Steel Post Gantry |  | 2017-03-27 18:52:15 | 0 | Set | 0 | 0000 |  | General | 0 | 0 | Material | N | N | N | ""
8725 | 211035-0000 | Steel strap |  | 2013-10-28 18:17:24 | 0 | Unit | 600000 | 0000 | IDR | General | 600000 | 11099 | Material | N | N | N | ""
10739 | 221042-0000 | STEEL STRUCTURE/GANTRY, CONDUCTOR, STRING |  | 2017-08-03 18:56:09 | 0 | Kg | 1300 | 0000 | IDR | General | 0 | 0 | Material | N | N | N | ""
10861 | 313327-0000 | STEEL STRUCTURE/GANTRY, CONDUCTOR, STRING INSULATOR, GSW & ACC, HV CONNECTOR, GROUNDING AND LIGHTING SYSTEM |  | 2017-08-04 11:06:40 | 0 | Kg | 21800 | 0000 | IDR | General | 0 | 0 | Material | N | N | N | ""
10114 | 211096-0000 | Steel Support Apparatus |  | 2016-01-04 09:17:11 | 0 | Kg | 23500 | 0000 | IDR | General | 0 | 0 | Material | N | N | N | ""
9851 | 211084-0000 | Steel Support CT 150 kV |  | 2015-03-13 16:20:35 | 0 | Unit | 1400 | 0000 | IDR | General | 2302245 | 0 | Material | N | N | N | ""
9855 | 211088-0000 | Steel Support CT 70 kV |  | 2015-03-13 16:25:37 | 0 | Unit | 1400 | 0000 | IDR | General | 2302245 | 0 | Material | N | N | N | ""
9852 | 211085-0000 | Steel Support CVT 150 kV |  | 2015-03-13 16:21:37 | 0 | Unit | 1400 | 0000 | IDR | General | 2583405 | 0 | Material | N | N | N | ""
9856 | 211089-0000 | Steel Support CVT 70 kV |  | 2015-03-13 16:26:57 | 0 | Unit | 1400 | 0000 | IDR | General | 2583405 | 0 | Material | N | N | N | ""
9849 | 211082-0000 | Steel Support DS 150 kV |  | 2015-03-13 16:17:56 | 0 | Unit | 1400 | 0000 | IDR | General | 11175450 | 0 | Material | N | N | N | ""
9854 | 211087-0000 | Steel Support DS 70 kV |  | 2015-03-13 16:24:27 | 0 | Set | 1400 | 0000 | IDR | General | 11175450 | 0 | Material | N | N | N | ""
9850 | 211083-0000 | Steel Support DS/E 150 kV |  | 2015-03-13 16:19:39 | 0 | Set | 1650000 | 0000 | IDR | General | 11175450 | 0 | Material | N | N | N | ""
9853 | 211086-0000 | Steel Support LA 150 kV |  | 2015-03-13 16:22:31 | 0 | Unit | 750000 | 0000 | IDR | General | 2372370 | 0 | Material | N | N | N | ""
9857 | 211090-0000 | Steel Support LA 70 kV |  | 2015-03-13 16:27:53 | 0 | Unit | 1400 | 0000 | IDR | General | 2372370 | 0 | Material | N | N | N | ""
10936 | 211140-0000 | Steel Support Line Trap |  | 2017-08-30 14:21:24 | 0 | Unit | 5108100 | 0000 | IDR | General | 0 | 0 | Material | N | N | N | ""
12005 | 611272-0000 | Steel Support Pipa |  | 2021-12-30 15:55:53 | 0 | Pcs | 1216800 | 0000 | IDR | General | 0 | 0 | Material | N | N | N | ""
11349 | 129356-0000 | Step Bolt M16 x 160 |  | 2019-04-15 10:17:22 | 0 | Pcs | 11650 | 0000 | IDR | General | 0 | 0 | Material | N | N | N | ""
11378 | 129366-0000 | Step Bolt M16 x 180 |  | 2019-04-23 14:50:02 | 0 | Pcs | 18714 | 0000 | IDR | General | 0 | 0 | Material | N | N | N | ""
11468 | 211267-0000 | stick Grounding |  | 2019-08-21 20:53:51 | 0 | btg | 300000 | 0000 | IDR | General | 0 | 0 | Material | N | N | N | ""
11930 | 211400-0000 | stick rod 1 inch |  | 2021-10-13 17:04:33 | 0 | Pcs | 1100000 | 0000 | IDR | General | 0 | 0 | Material | N | N | N | ""
11945 | 611233-0000 | Stick Rod 1 inch 3 ft |  | 2021-10-15 18:46:57 | 0 | Pcs | 23.47 | 0000 | USD | General | 0 | 0 | Material | N | N | N | ""
11931 | 211401-0000 | stick rod 1 inch 7 ft |  | 2021-10-13 17:10:07 | 0 | Set | 45.65 | 0000 | USD | General | 0 | 0 | Material | N | N | N | ""
9446 | 313093-0000 | Stick Rod 5/8 Inchi 2m |  | 2016-11-09 11:48:59 | 0 | Pcs | 290000 | 0000 | IDR | General | 250000 | 11694 | Material | N | N | N | ""
8379 | 311008-0000 | Stick Rod 5/8 Inchi 3m |  | 2013-08-20 11:00:04 | 0 | btg | 850000 | 0000 | IDR | General | 260000 | 10301 | Material | N | N | N | ""
11547 | 313501-0000 | stick rod 5/8 inchi panjang 4 m |  | 2019-11-15 17:23:55 | 0 | Pcs | 980000 | 0000 | IDR | General | 0 | 0 | Material | N | N | N | ""
9423 | 413087-0000 | Sticker Operator for Antena/ Splitter/ Coupler |  | 2015-06-01 14:52:58 | 0 | Pcs | 0 | 0000 | IDR | General | 500 | 13147 | Material | N | N | N | ""
9424 | 413088-0000 | Sticker Operator for Feeder |  | 2015-06-01 14:53:44 | 0 | Pcs | 0 | 0000 | IDR | General | 500 | 13147 | Material | N | N | N | ""
11213 | 810065-0000 | sticker sandblast pintu kaca |  | 2018-12-04 11:10:11 | 0 | Ls | 5067870 | 0000 | IDR | General | 0 | 0 | Material | N | N | N | ""
11224 | 810075-0000 | Sticker Transparan |  | 2018-12-11 14:15:50 | 0 | Pcs | 25000 | 0000 | IDR | General | 0 | 0 | Material | N | N | N | ""
11741 | 313533-0000 | Stop Kontak Listrik |  | 2021-01-25 15:19:36 | 0 | Pcs | 15000 | 0000 | IDR | General | 0 | 0 | Material | N | N | N | ""
8371 | 211017-0000 | Stopping buckle |  | 2013-08-20 10:06:58 | 0 | Pcs | 700 | 0000 | IDR | General | 700 | 10301 | Material | N | N | N | ""
11041 | 313390-0000 | Storage |  | 2018-02-13 20:05:22 | 0 | Ls | 600000 | 0000 | IDR | General | 0 | 13440 | Material | N | N | N | ""
11628 | 310001-BELD | STP Cable 1 pair merk Belden |  | 2020-07-17 21:45:47 | 0 | Box | 1970000 | BELD | IDR | BELDEN | 0 | 0 | Material | N | N | N | ""
12441 | 313654-0000 | Straight clamp Connector 2 x AAC Lupine 1267 Sqmm to Stud dia.60 mm |  | 2024-08-28 19:42:48 | 0 | Set | 0 | 0000 |  | General | 0 | 0 | Material | N | N | N | ""
12859 | 313854-0000 | Straight clamp Connector 2 x TAL 660 Sqmm to Plat 20x150x150 mm |  | 2025-12-30 11:13:04 | 0 | Pcs | 998100 | 0000 | IDR | General | 0 | 0 | Material | N | N | N | ""
12860 | 313855-0000 | Straight clamp Connector 2 x TAL 850 Sqmm to Plat 20x150x150 mm |  | 2025-12-30 11:14:00 | 0 | Pcs | 1080900 | 0000 | IDR | General | 0 | 0 | Material | N | N | N | ""
10411 | 313257-0000 | Straight clamp to Hall 850 mm for line trap |  | 2016-11-18 10:38:40 | 0 | Pcs | 720000 | 0000 | IDR | General | 0 | 0 | Material | N | N | N | ""
10050 | 313195-0000 | Straight terminal conector for CB. TAL 850 sqm to 8-dia. 14 holes flat, cc 50 |  | 2015-11-19 11:09:54 | 0 | Pcs | 46.1 | 0000 | USD | General | 0 | 13648 | Material | N | N | N | ""
10052 | 313197-0000 | Straight terminal conector for CT. TAL 850 sqm to stud dia. 50x120mm |  | 2015-11-19 11:12:35 | 0 | Pcs | 55.51 | 0000 | USD | General | 0 | 13648 | Material | N | N | N | ""
10049 | 313194-0000 | Straight terminal conector for DS. TAL 850 sqm to stud dia. 50x120mm, tin plated |  | 2015-11-19 11:08:30 | 0 | Pcs | 66.02 | 0000 | USD | General | 0 | 13648 | Material | N | N | N | ""
11243 | 211194-0000 | Straight terminal connector 1xAAAC 630 mm2 |  | 2019-01-24 16:46:27 | 0 | Pcs | 0 | 0000 |  | General | 0 | 14188 | Material | N | N | N | ""
12386 | 313632-0000 | Straight terminal connector for 1 x AAC1267sqmm to 9-dia 14 holes flat, cc 50, pad 20x150x150 |  | 2024-05-23 09:35:08 | 0 | Pcs | 843200 | 0000 | IDR | General | 0 | 0 | Material | N | N | N | ""
12426 | 313650-0000 | Straight terminal connector for 1 x TAL850 Sqmm to 9-dia 14 holes flat, cc 50, pad 20x150x150 |  | 2024-07-30 22:56:59 | 0 | Pcs | 932216 | 0000 | IDR | General | 0 | 0 | Material | N | N | N | ""
11247 | 211197-0000 | Straight terminal connector for 1xAAAC 300SQmm to 4-D 14.0 holes flat |  | 2019-02-11 13:43:12 | 0 | Pcs | 20.43 | 0000 | USD | General | 0 | 14049 | Material | N | N | N | ""
11254 | 211204-0000 | Straight terminal connector for 1xAAAC 300SQmm to 4-D 14.5 holes flat |  | 2019-02-11 13:52:58 | 0 | Pcs | 20.43 | 0000 | USD | General | 0 | 14049 | Material | N | N | N | ""
11260 | 211210-0000 | Straight terminal connector for 1xAAAC 300SQmm to 8-D 14.0 holes flat |  | 2019-02-11 14:02:28 | 0 | Pcs | 23.67 | 0000 | USD | General | 0 | 14049 | Material | N | N | N | ""
11265 | 211215-0000 | Straight terminal connector for 1xAAAC 300SQmm to stud D40x80mmw/ Al-Cu Bi-metal sleeve |  | 2019-02-11 14:10:32 | 0 | Pcs | 26.21 | 0000 | USD | General | 0 | 14049 | Material | N | N | N | ""
11246 | 211196-0000 | Straight terminal connector for 1xAAAC 630SQmm to 4-D 14.0 holes flat |  | 2019-02-11 13:40:22 | 0 | Pcs | 26627 | 0000 | KRW | General | 0 | 14049 | Material | N | N | N | ""
11253 | 211203-0000 | Straight terminal connector for 1xAAAC 630SQmm to 4-D 14.5 holes flat |  | 2019-02-11 13:51:56 | 0 | Pcs | 26627 | 0000 | KRW | General | 0 | 14049 | Material | N | N | N | ""
11258 | 211208-0000 | Straight terminal connector for 1xAAAC 630SQmm to 8-D |  | 2019-02-11 13:58:30 | 0 | Pcs | 30178 | 0000 | KRW | General | 0 | 14049 | Material | N | N | N | ""
11263 | 211213-0000 | Straight terminal connector for 1xAAAC 630SQmm to stud D40x80mm w/ Al-Cu Bi-metal sleeve |  | 2019-02-11 14:08:39 | 0 | Pcs | 33566 | 0000 | KRW | General | 0 | 14049 | Material | N | N | N | ""
12383 | 313629-0000 | Straight terminal connector for 1xAAC Lupine 1267SQmm to 8-D 14.0 holes flat |  | 2024-05-23 09:19:06 | 0 | Pcs | 906525 | 0000 | IDR | General | 0 | 0 | Material | N | N | N | ""
12834 | 313832-0000 | Straight terminal connector for 1xTAL 660SQmm to pad 100x100x20T |  | 2025-12-07 12:08:09 | 0 | Pcs | 626850 | 0000 | IDR | General | 0 | 0 | Material | N | N | N | ""
12831 | 313829-0000 | Straight terminal connector for 1xTAL 660SQmm to pad 150x150x20T |  | 2025-12-07 11:39:31 | 0 | Pcs | 819000 | 0000 | IDR | General | 0 | 0 | Material | N | N | N | ""
12845 | 313841-0000 | Straight terminal connector for 1xTAL 850SQmm to 4-dia 14 holes flat, pad 100x100x20T |  | 2025-12-11 19:02:56 | 0 | Pcs | 801900 | 0000 | IDR | General | 0 | 0 | Material | N | N | N | ""
12861 | 313856-0000 | Straight terminal connector for 2 x TAL 850 Sqmm to Plat 20x100x100mm |  | 2026-01-05 09:17:41 | 0 | Pcs | 0 | 0000 |  | General | 0 | 0 | Material | N | N | N | ""
12853 | 313848-0000 | Straight terminal connector for 2 x TAL 850 Sqmm to stud dia 20x100x100mm |  | 2025-12-29 21:46:58 | 0 | Pcs | 962550 | 0000 | IDR | General | 0 | 0 | Material | N | N | N | ""
12827 | 313825-0000 | Straight terminal connector for 2 x TAL850 Sqmm to pad 150x150x20T |  | 2025-12-07 11:07:58 | 0 | Pcs | 1115550 | 0000 | IDR | General | 0 | 0 | Material | N | N | N | ""
11249 | 211199-0000 | Straight terminal connector for 2xAAC Lupine 1267SQmm to 4-D 14.5 holes flat |  | 2019-02-11 13:45:59 | 0 | Pcs | 62.28 | 0000 | USD | General | 0 | 14049 | Material | N | N | N | ""
11262 | 211212-0000 | Straight terminal connector for 2xAAC Lupine 1267SQmm to 6-D 14.3 holes flat |  | 2019-02-11 14:05:56 | 0 | Pcs | 1347675 | 0000 | IDR | General | 0 | 14049 | Material | N | N | N | ""
11256 | 211206-0000 | Straight terminal connector for 2xAAC Lupine 1267SQmm to 8-D 14.0 holes flat |  | 2019-02-11 13:56:15 | 0 | Pcs | 1049500 | 0000 | IDR | General | 0 | 14049 | Material | N | N | N | ""
10977 | 313366-0000 | Straight terminal connector for 2xTAL 660SQmm to 4-dia 14 holes flat, cc 45, pad 100x100x20T |  | 2017-09-26 11:50:03 | 0 | Pcs | 770000 | 0000 | IDR | General | 0 | 13226 | Material | N | N | N | ""
11110 | 313427-0000 | Straight terminal connector for 2xTAL 660SQmm to 4-dia 16 holes flat, cc 45, pad 100x100x15T |  | 2018-05-14 11:36:06 | 0 | Pcs | 45.23 | 0000 | USD | General | 0 | 0 | Material | N | N | N | ""
11108 | 313425-0000 | Straight terminal connector for 2xTAL 660SQmm to 6-dia 16 holes flat, cc 45, pad 120x160x20T |  | 2018-05-14 11:25:08 | 0 | Pcs | 53.46 | 0000 | USD | General | 0 | 0 | Material | N | N | N | ""
12815 | 313813-0000 | Straight terminal connector for 2xTAL 660SQmm to 8-dia 14 holes flat, cc 45, pad 100x200x20T |  | 2025-12-07 09:55:07 | 0 | Pcs | 0 | 0000 |  | General | 0 | 0 | Material | N | N | N | ""
11106 | 313423-0000 | Straight terminal connector for 2xTAL 660SQmm to dia 40x120mm |  | 2018-05-14 11:20:20 | 0 | Pcs | 0 | 0000 |  | General | 0 | 0 | Material | N | N | N | ""
11104 | 313421-0000 | Straight terminal connector for 2xTAL 660SQmm to dia 50x120mm |  | 2018-05-14 11:17:15 | 0 | Pcs | 64.26 | 0000 | USD | General | 0 | 0 | Material | N | N | N | ""
10973 | 313362-0000 | Straight terminal connector for 2xTAL 660SQmm to dia 50x80mm |  | 2017-09-26 11:47:18 | 0 | Pcs | 56.16 | 0000 | USD | General | 0 | 13226 | Material | N | N | N | ""
12818 | 313816-0000 | Straight terminal connector for 2xTAL 660SQmm to pad 150x150x20T |  | 2025-12-07 10:08:45 | 0 | Pcs | 1033200 | 0000 | IDR | General | 0 | 0 | Material | N | N | N | ""
12819 | 313817-0000 | Straight terminal connector for 2xTAL 660SQmm to pad 200x100x20T |  | 2025-12-07 10:11:03 | 0 | Pcs | 989100 | 0000 | IDR | General | 0 | 0 | Material | N | N | N | ""
10976 | 313365-0000 | Straight terminal connector for 2xTAL 660SQmm to stud dia 60x120mm |  | 2017-09-26 11:49:37 | 0 | Pcs | 64.26 | 0000 | USD | General | 0 | 13226 | Material | N | N | N | ""
12828 | 313826-0000 | Straight terminal connector for 2xTAL850 Sqmm to pad 200x100x20T |  | 2025-12-07 11:21:53 | 0 | Pcs | 1071900 | 0000 | IDR | General | 0 | 0 | Material | N | N | N | ""
11047 | 313396-0000 | Straight terminal connector for TAL 850 Sqmm to stud dia 60x120mm |  | 2018-03-01 17:17:13 | 0 | Set | 0 | 0000 |  | General | 0 | 13648 | Material | N | N | N | ""
10974 | 313363-0000 | Straight terminal connector for TAL 850SQmm to 4-dia 14 holes flat, cc 44,5, pad 100x100x15T |  | 2017-09-26 11:48:32 | 0 | Pcs | 536139.6 | 0000 | IDR | General | 0 | 13226 | Material | N | N | N | ""
10978 | 313367-0000 | Straight terminal connector for TAL 850SQmm to 8-dia 14 holes flat, cc 50, pad 200x100x15T |  | 2017-09-26 11:50:24 | 0 | Pcs | 775036 | 0000 | IDR | General | 0 | 13226 | Material | N | N | N | ""
12825 | 313823-0000 | Straight terminal connector for TAL 850SQmm to 8-dia 14 holes flat, cc 50, pad 200x100x20T |  | 2025-12-07 10:58:27 | 0 | Pcs | 0 | 0000 |  | General | 0 | 0 | Material | N | N | N | ""
11114 | 313431-0000 | Straight terminal connector for TAL 850SQmm to stud dia 40x120mm |  | 2018-05-15 10:44:58 | 0 | Pcs | 920500 | 0000 | IDR | General | 0 | 0 | Material | N | N | N | ""
10975 | 313364-0000 | Straight terminal connector for TAL 850SQmm to stud dia 50x80mm |  | 2017-09-26 11:49:12 | 0 | Pcs | 950000 | 0000 | IDR | General | 0 | 13226 | Material | N | N | N | ""
12842 | 313840-0000 | Strain Clamp 120 kN for TAL 850 sqmm |  | 2025-12-07 16:36:22 | 0 | Pcs | 787600 | 0000 | IDR | General | 0 | 0 | Material | N | N | N | ""
11940 | 611228-0000 | Strain Clamp for Conductor |  | 2021-10-15 18:38:33 | 0 | Pcs | 44.13 | 0000 | USD | General | 0 | 0 | Material | N | N | N | ""
11939 | 611227-0000 | Strain Clamp for OHGW |  | 2021-10-15 18:37:52 | 0 | Pcs | 19.7 | 0000 | USD | General | 0 | 0 | Material | N | N | N | ""
11611 | 211298-0000 | Strap Kamera - Tipe Dada |  | 2020-04-07 18:24:37 | 0 | Pcs | 135038 | 0000 | IDR | General | 0 | 0 | Material | N | N | N | ""
11613 | 211300-0000 | Strap Kamera - Tipe Helm |  | 2020-04-07 18:26:38 | 0 | Pcs | 52500 | 0000 | IDR | General | 0 | 0 | Material | N | N | N | ""
11612 | 211299-0000 | Strap Kamera - Tipe Pundak |  | 2020-04-07 18:26:21 | 0 | Pcs | 114000 | 0000 | IDR | General | 0 | 0 | Material | N | N | N | ""
10867 | 313333-0000 | String Hardware with Turn Buckle |  | 2017-08-04 11:11:34 | 0 | Set | 0 | 0000 |  | General | 0 | 0 | Material | N | N | N | ""
10869 | 313335-0000 | String Hardware without Turn Buckle |  | 2017-08-04 11:12:44 | 0 | Set | 0 | 0000 |  | General | 0 | 0 | Material | N | N | N | ""
10871 | 313337-0000 | String insulator for Bus-bar and Cross Bar Feeder bay |  | 2017-08-04 11:14:08 | 0 | Pcs | 0 | 0000 |  | General | 0 | 0 | Material | N | N | N | ""
10502 | 610018-TSE0 | Stringing Block Nylon 1 Sheave 60 Kn |  | 2016-12-22 00:06:32 | 0 | Set | 2229150 | TSE0 | IDR | TSE | 0 | 0 | Material | N | N | N | ""
10460 | 610006-DNFG | Stringing Block Nylon 1 Sheave 60 Kn |  | 2016-12-21 20:55:51 | 0 | Mtr | 0 | DNFG |  | Dong Fang | 0 | 0 | Material | N | N | N | ""
10461 | 610004-TSE0 | Stringing Block Nylon 3 Sheave 150 Kn |  | 2016-12-21 20:57:02 | 0 | Set | 4519095 | TSE0 | IDR | TSE | 0 | 0 | Material | N | N | N | ""
10337 | 221037-0000 | Stringing Equipment Rent |  | 2016-09-09 09:58:49 | 0 | Mth | 607950 | 0000 | IDR | General | 0 | 0 | Material | N | N | N | ""
10338 | 221038-0000 | Stringing Man Power |  | 2016-09-09 10:00:40 | 0 | Km | 418061000 | 0000 | IDR | General | 0 | 0 | Material | N | N | N | ""
10584 | 111407-0000 | Structural HT steel |  | 2017-03-27 18:55:12 | 0 | Ton | 0 | 0000 |  | General | 0 | 0 | Material | N | N | N | ""
10585 | 111408-0000 | Structural mid steel |  | 2017-03-27 18:56:13 | 0 | Ton | 0 | 0000 |  | General | 0 | 0 | Material | N | N | N | ""
10655 | 111419-0000 | Stub Tower BB |  | 2017-07-03 17:37:11 | 0 | Set | 9481000 | 0000 | IDR | General | 0 | 0 | Material | N | N | N | ""
10656 | 111420-0000 | Stub Tower CC |  | 2017-07-03 17:38:14 | 0 | Set | 8262800 | 0000 | IDR | General | 0 | 0 | Material | N | N | N | ""
10657 | 111421-0000 | Stub Tower DD |  | 2017-07-03 17:39:26 | 0 | Set | 17071078.5 | 0000 | IDR | General | 0 | 0 | Material | N | N | N | ""
10654 | 111418-0000 | Stub Tower Type AA |  | 2017-07-03 17:34:44 | 0 | Set | 75000 | 0000 | IDR | General | 0 | 0 | Material | N | N | N | ""
12469 | 720069-0000 | Stuffing Inside Dry Container 20 Ft |  | 2024-10-17 22:21:46 | 0 | Pcs | 1081081 | 0000 | IDR | General | 0 | 0 | Material | N | N | N | ""
12603 | 720094-0000 | Stuffing Inside Dry Container 40 Ft |  | 2025-02-28 07:27:24 | 0 | Pcs | 1801801.8 | 0000 | IDR | General | 0 | 0 | Material | N | N | N | ""
12474 | 710014-0000 | Stuffing Outside Dry Container 20 Ft |  | 2024-10-28 10:57:37 | 0 | Pcs | 765766 | 0000 | IDR | General | 0 | 0 | Material | N | N | N | ""
12604 | 720095-0000 | Stuffing Outside Dry Container 40 Ft |  | 2025-02-28 07:29:25 | 0 | Pcs | 1652252 | 0000 | IDR | General | 0 | 0 | Material | N | N | N | ""
12612 | 720101-0000 | Stuffing Outside Dry Container 40 Ft |  | 2025-03-05 06:57:49 | 0 | Pcs | 1283783.78 | 0000 | IDR | General | 0 | 0 | Material | N | N | N | ""
12615 | 720103-0000 | Stuffing Outside High Cube (HC) Container 40 Ft |  | 2025-03-11 17:11:52 | 0 | Pcs | 1425000 | 0000 | IDR | General | 0 | 0 | Material | N | N | N | ""
11769 | 111595-0000 | Styrofoam 1 m x 2 m x 3 cm |  | 2021-02-16 11:16:48 | 0 | Pcs | 40000 | 0000 | IDR | General | 0 | 0 | Material | N | N | N | ""
9711 | 111340-0000 | Sub soil Drainage dia 30 including gravel & Palm fibre |  | 2015-02-02 18:59:13 | 0 | Mtr | 397125 | 0000 | IDR | General | 367625 | 12502 | Material | N | N | N | ""
9131 | 111284-0000 | SubBase Coarse Agregat Class-A |  | 2014-04-17 13:57:17 | 0 | M3 | 0 | 0000 | IDR | General | 0 | 0 | Material | N | N | N | ""
12028 | 611287-0000 | Submersible Pump TPV 36 mm x 6 meter |  | 2022-01-09 16:42:35 | 0 | Unit | 2478000 | 0000 | IDR | General | 0 | 0 | Material | N | N | N | ""
12725 | 413223-0000 | Subrack for SDH Multiplexer (incl. Power Supply & Fan Module) |  | 2025-09-29 17:28:29 | 0 | Set | 62300000 | 0000 | IDR | General | 0 | 0 | Material | N | N | N | ""
9592 | 720028-0000 | Subsidi Solar |  | 2014-12-30 10:21:33 | 0 | Ltr | 5000 | 0000 | IDR | General | 5000 | 12578 | Material | N | N | N | ""
10849 | 313316-0000 | Substation Automation Software |  | 2017-08-04 10:56:47 | 0 | Set | 969850000 | 0000 | IDR | General | 0 | 0 | Material | N | N | N | ""
9767 | 323098-0000 | SUITABLE LV POWER CABLES AND NECESSARY EQUIPMENT CABLE LADDER, CLAMP, CABLE LUG, TERMINAL, SUBSTATION AUXILIARIES SUPPLY TO COMPLETE THE SPECIFIED SCOPE OF WORK. |  | 2015-02-03 14:20:34 | 0 | Set | 3739640 | 0000 | IDR | General | 0 | 12502 | Material | N | N | N | ""
9671 | 313154-0000 | SUITABLE LV POWER CABLES AND NECESSARY EQUIPMENT CABLE LADDER, CLAMP, CABLE LUG, TERMINAL, SUBSTATION AUXILIARIES SUPPLY TO COMPLETE THE SPECIFIED SCOPE OF WORK. |  | 2015-02-03 16:44:57 | 0 | Set | 495000 | 0000 | IDR | General | 0 | 12502 | Material | N | N | N | ""
10032 | 521014-0000 | Supervision Fee |  | 2015-10-26 11:28:48 | 0 | Ls | 15574000 | 0000 | IDR | General | 0 | 0 | Material | N | N | N | ""
12683 | 323238-0000 | Supervision for Installation 20 kV Switchgears (Include Transportation & Accomodation) |  | 2025-07-11 17:41:50 | 0 | Day | 8000000 | 0000 | IDR | General | 0 | 0 | Material | N | N | N | ""
9895 | 129129-0000 | Supply and Install Barricade Fence with steel pipe dia 4 inch and high 0.8 -1.5 m |  | 2015-06-16 11:05:23 | 0 | Mtr | 0 | 0000 |  | General | 0 | 0 | Material | N | N | N | ""
9695 | 111326-0000 | Support 20 kV |  | 2015-02-02 18:40:33 | 0 | Unit | 5711569 | 0000 | IDR | General | 0 | 12502 | Material | N | N | N | ""
7701 | 210032-0000 | Support cable trench |  |  | 0 | Pcs | 855700 | Gener | IDR | "" | 0 | 0 | Material | N | N | N
11000 | 111473-0000 | Support cable trench Type 1 |  | 2017-10-09 15:18:28 | 0 | Pcs | 155000 | 0000 | IDR | General | 0 | 0 | Material | N | N | N | ""
11001 | 111474-0000 | Support cable trench type 2 |  | 2017-10-09 15:20:10 | 0 | Pcs | 16000 | 0000 | IDR | General | 0 | 0 | Material | N | N | N | ""
11002 | 111475-0000 | Support cable trench type 3 |  | 2017-10-09 15:21:01 | 0 | Pcs | 75000 | 0000 | IDR | General | 0 | 0 | Material | N | N | N | ""
12511 | 710015-0000 | Surcharge Seal For Container |  | 2024-12-02 10:32:08 | 0 | Pcs | 0 | 0000 |  | General | 0 | 0 | Material | N | N | N | ""
9678 | 111312-0000 | Surge Arrester |  | 2015-02-02 18:18:00 | 0 | Set | 13475750 | 0000 | IDR | General | 20126128.7 | 12502 | Material | N | N | N | ""
9679 | 111313-0000 | Surge Arrester 70 kV |  | 2015-02-02 18:19:19 | 0 | Set | 13372278 | 0000 | IDR | General | 0 | 12502 | Material | N | N | N | ""
9093 | 313050-0000 | Surge Protection device Phoenix Rectifier |  | 2014-03-14 16:13:20 | 0 | Pcs | 4900000 | 0000 | IDR | General | 4900000 | 11633 | Material | N | N | N | ""
11964 | 611243-0000 | Suri - Suri |  | 2021-10-29 10:55:18 | 0 | Pcs | 250000 | 0000 | IDR | General | 0 | 0 | Material | N | N | N | ""
10726 | 129232-0000 | Survei Topografi |  | 2017-08-03 18:41:17 | 0 | Ls | 0 | 0000 |  | General | 0 | 0 | Material | N | N | N | ""
10911 | 211133-0000 | Suspension Assembly for GSW 55 sq.mm |  | 2017-08-04 17:33:34 | 0 | Set | 500447 | 0000 | IDR | General | 0 | 0 | Material | N | N | N | ""
10910 | 211132-0000 | Suspension Assembly for OPGW 60 sq.mm |  | 2017-08-04 17:32:42 | 0 | Set | 784469 | 0000 | IDR | General | 0 | 0 | Material | N | N | N | ""
8526 | 310064-0000 | Suspension Clamp |  | 2015-11-06 16:02:01 | 0 | Set | 17000 | 0000 | IDR | General | 18529.76 | 13617 | Material | N | N | N | ""
11888 | 211365-0000 | Suspension clamp 15 KIP |  | 2021-09-23 20:41:27 | 0 | Pcs | 298000 | 0000 | IDR | General | 0 | 0 | Material | N | N | N | ""
11889 | 211366-0000 | Suspension Clamp 18 KIP |  | 2021-09-23 20:44:16 | 0 | Pcs | 443000 | 0000 | IDR | General | 0 | 0 | Material | N | N | N | ""
11934 | 611222-0000 | Suspension Clamp for OHGW 80 kN |  | 2021-10-15 18:24:01 | 0 | Pcs | 443000 | 0000 | IDR | General | 0 | 0 | Material | N | N | N | ""
10157 | 413169-0000 | Suspension Fitting ADSS 24C Span 600 |  | 2016-02-22 13:44:58 | 0 | Set | 1400000 | 0000 | IDR | General | 0 | 13480 | Material | N | N | N | ""
10191 | 413173-0000 | Suspension fitting adss span 600 |  | 2016-05-18 11:22:16 | 0 | Set | 0 | 0000 |  | General | 0 | 13312 | Material | N | N | N | ""
11824 | 211334-0000 | Suspension Porcelain Insulator 120 Kn (Fog Type) |  | 2021-08-14 17:57:55 | 0 | Pcs | 291500 | 0000 | IDR | General | 0 | 0 | Material | N | N | N | ""
11823 | 211333-0000 | Suspension Porcelain Insulator 210 Kn (Fog Type) |  | 2021-08-14 17:57:22 | 0 | Pcs | 23.7 | 0000 | USD | General | 0 | 0 | Material | N | N | N | ""
8556 | 313032-0000 | Suspension Set for GSW 55 mm2 |  | 2016-11-15 10:13:15 | 0 | Pcs | 259250 | 0000 | IDR | General | 0 | 11132 | Material | N | N | N | ""
11887 | 211364-0000 | Swaged Cable 5/8 |  | 2021-09-23 20:37:59 | 0 | Mtr | 767073.17 | 0000 | IDR | General | 0 | 0 | Material | N | N | N | ""
12190 | 211449-0000 | Swaged Cable with dia 5/8 Inch, Length 23.3 Meter (6x19 IWRC Galvanized with Closed Swage Sockets Both End Eye) |  | 2023-01-18 18:37:26 | 0 | Pcs | 4845000 | 0000 | IDR | General | 0 | 0 | Material | N | N | N | ""
12188 | 211447-0000 | Swaged Cable with dia 5/8 Inch, Length 4.1 Meter (6x19 IWRC Galvanized with Closed Swage Sockets Both End Eye) |  | 2023-01-18 18:35:36 | 0 | Pcs | 3255000 | 0000 | IDR | General | 0 | 0 | Material | N | N | N | ""
12189 | 211448-0000 | Swaged Cable with dia 5/8 Inch, Length 7.3 Meter (6x19 IWRC Galvanized with Closed Swage Sockets Both End Eye) |  | 2023-01-18 18:36:41 | 0 | Pcs | 3525000 | 0000 | IDR | General | 0 | 0 | Material | N | N | N | ""
10462 | 610005-TSE0 | Swifel 8T |  | 2016-12-21 20:58:18 | 0 | Set | 1785000 | TSE0 | IDR | TSE | 0 | 0 | Material | N | N | N | ""
11031 | 810045-0000 | Switch Managed WS-C2960-24TC-s |  | 2017-11-29 10:27:58 | 0 | Pcs | 4700000 | 0000 | IDR | General | 0 | 0 | Material | N | N | N | ""
10385 | 413190-0000 | Switch on / pedal for breaker |  | 2016-10-19 11:22:02 | 0 | Pcs | 450000 | 0000 | IDR | General | 0 | 0 | Material | N | N | N | ""
10089 | 313217-0000 | Switch Type 205A ( material SCADA ) |  | 2015-12-01 13:21:09 | 0 | Pcs | 0 | 0000 |  | General | 0 | 0 | Material | N | N | N | ""
12681 | 313757-0000 | Switchboard Accessories and Tools For 20 kV Switchgears |  | 2025-07-10 10:46:52 | 0 | Set | 24500000 | 0000 | IDR | General | 0 | 0 | Material | N | N | N | ""
12051 | 611290-0000 | Switchgear Tools Set |  | 2022-01-27 15:42:42 | 0 | Set | 0 | 0000 |  | General | 0 | 0 | Material | N | N | N | ""
8808 | 313039-0000 | Symmetrical Vee Suspension String Set 120 kN ACSR 240/40 mm2 |  | 2014-08-07 18:26:19 | 0 | Set | 0 | 0000 | IDR | General | 0 | 11916 | Material | N | N | N | ""
9861 | 323119-0000 | System engineering |  | 2015-03-20 15:28:20 | 0 | lot | 7000000 | 0000 | IDR | General | 50392.3 | 13183 | Material | N | N | N | ""
12857 | 313852-0000 | T Clamp Connector for 1 x TAL 660 Sqmm to Stud Dia 30 mm |  | 2025-12-30 10:58:58 | 0 | Pcs | 648450 | 0000 | IDR | General | 0 | 0 | Material | N | N | N | ""
12854 | 313849-0000 | T Clamp Connector for 2 x TAL 660 Sqmm |  | 2025-12-29 21:50:20 | 0 | Pcs | 1202400 | 0000 | IDR | General | 0 | 0 | Material | N | N | N | ""
12855 | 313850-0000 | T Clamp Connector for 2 x TAL 850 Sqmm |  | 2025-12-29 21:50:49 | 0 | Pcs | 1355850 | 0000 | IDR | General | 0 | 0 | Material | N | N | N | ""
10391 | 313240-0000 | T Connector 240 mm - 850 mm |  | 2016-11-14 10:53:23 | 0 | Pcs | 675000 | 0000 | IDR | General | 0 | 0 | Material | N | N | N | ""
10393 | 313242-0000 | T Connector 660 mm - 850 mm |  | 2016-11-14 10:54:47 | 0 | Pcs | 720000 | 0000 | IDR | General | 0 | 0 | Material | N | N | N | ""
10392 | 313241-0000 | T Connector Stud 60 mm - 850 mm |  | 2017-08-03 17:24:54 | 0 | Pcs | 800000 | 0000 | IDR | General | 800000 | 13327 | Material | N | N | N | ""
12856 | 313851-0000 | T Flat Clamp Connector for 1 x TAL 660 Sqmm |  | 2025-12-29 21:57:10 | 0 | Pcs | 626850 | 0000 | IDR | General | 0 | 0 | Material | N | N | N | ""
12858 | 313853-0000 | T Flat Clamp Connector for 1 x TAL 660 Sqmm to Plat 20x100x100mm |  | 2025-12-30 10:59:45 | 0 | Pcs | 0 | 0000 |  | General | 0 | 0 | Material | N | N | N | ""
11174 | 211167-0000 | T Konektor A2C Lupine 2 x 1267 to A2C Lupine 2 x 1267 |  | 2018-09-25 11:44:52 | 0 | Pcs | 0 | 0000 |  | General | 0 | 0 | Material | N | N | N | ""
11176 | 211169-0000 | T Konektor A2C Lupine 2 x 1267 to A3C 300 |  | 2018-09-25 11:46:57 | 0 | Pcs | 909000 | 0000 | IDR | General | 0 | 0 | Material | N | N | N | ""
11173 | 211166-0000 | T Konektor A2C Lupine 2 x 1267 to A3C 630 |  | 2018-09-25 11:43:41 | 0 | Pcs | 0 | 0000 |  | General | 0 | 0 | Material | N | N | N | ""
11165 | 211158-0000 | T Konektor A2C Lupine 2 x 1267 to to Plate 6 - Holes Dia. 14.3 |  | 2018-09-25 11:32:23 | 0 | Pcs | 670000 | 0000 | IDR | General | 0 | 0 | Material | N | N | N | ""
11175 | 211168-0000 | T Konektor A3C 300 to A3C 300 |  | 2018-09-25 11:45:54 | 0 | Pcs | 731500 | 0000 | IDR | General | 0 | 0 | Material | N | N | N | ""
11168 | 211161-0000 | T Konektor A3C 300 to Pin 40 mm |  | 2018-09-25 11:37:19 | 0 | Pcs | 793500 | 0000 | IDR | General | 0 | 0 | Material | N | N | N | ""
11170 | 211163-0000 | T Konektor A3C 300 to Stud Trafo Pin 30 mm |  | 2018-09-25 11:39:44 | 0 | Pcs | 762500 | 0000 | IDR | General | 0 | 0 | Material | N | N | N | ""
11172 | 211165-0000 | T Konektor A3C 630 to A3C 630 |  | 2018-09-25 11:42:33 | 0 | Pcs | 839500 | 0000 | IDR | General | 0 | 0 | Material | N | N | N | ""
11156 | 211149-0000 | T Konektor A3C 630 to Pin 40 mm |  | 2018-09-25 11:15:53 | 0 | Pcs | 847000 | 0000 | IDR | General | 0 | 0 | Material | N | N | N | ""
11152 | 211145-0000 | T Konektor A3C 630 to Plate 4 - Holes Dia. 14.5 |  | 2018-09-25 11:07:07 | 0 | Pcs | 748500 | 0000 | IDR | General | 0 | 0 | Material | N | N | N | ""
11171 | 211164-0000 | T Konektor ACSR 240 to A3C 630 |  | 2018-09-25 11:40:56 | 0 | Pcs | 762500 | 0000 | IDR | General | 0 | 0 | Material | N | N | N | ""
10048 | 313193-0000 | T- terminal conector for DS. TAL 850 sqm to stud dia. 50x120mm, tin plated |  | 2015-11-19 11:07:37 | 0 | Pcs | 66.02 | 0000 | USD | General | 0 | 13648 | Material | N | N | N | ""
10053 | 313198-0000 | T- terminal conector for DS. TAL 850 sqm to stud dia. 50x120mm, tin plated |  | 2015-11-19 11:13:44 | 0 | Pcs | 847000 | 0000 | IDR | General | 0 | 13648 | Material | N | N | N | ""
11489 | 611159-0000 | Tabung Gas Oksigen |  | 2019-09-04 11:03:55 | 0 | M3 | 1400000 | 0000 | IDR | General | 0 | 0 | Material | N | N | N | ""
9918 | 221028-0000 | Tag weld baut tower latice s/d elevasi 10 m diatas permukaan tanah |  | 2015-06-19 15:02:49 | 0 | Ls | 0 | 0000 |  | General | 0 | 0 | Material | N | N | N | ""
9934 | 221030-0000 | Tag weld baut tower latice s/d elevasi 10 m diatas permukaan tanah |  | 2015-06-19 17:18:00 | 0 | Ls | 0 | 0000 |  | General | 0 | 0 | Material | N | N | N | ""
9936 | 221031-0000 | Tag weld baut tower latice s/d elevasi 10 m diatas permukaan tanah |  | 2015-06-19 17:27:28 | 0 | Ls | 0 | 0000 |  | General | 0 | 0 | Material | N | N | N | ""
10380 | 820094-0000 | Tagihan Air PAM Graha QDC |  | 2016-09-29 14:58:11 | 0 | Mth | 124072 | 0000 | IDR | General | 0 | 0 | Material | N | N | N | ""
10014 | 810021-0000 | Tagihan Listrik |  | 2015-10-08 09:05:53 | 0 | Mth | 0 | 0000 |  | General | 0 | 0 | Material | N | N | N | ""
10074 | 313213-0000 | TAL 850 mm2 JEC3406-T6D1K5 |  | 2015-11-24 16:38:35 | 0 | Mtr | 109850 | 0000 | IDR | General | 0 | 0 | Material | N | N | N | ""
12788 | 111710-0000 | Talang Air Galvalum Lebar 600 mm |  | 2025-11-22 23:17:41 | 0 | Mtr | 0 | 0000 |  | General | 0 | 0 | Material | N | N | N | ""
11698 | 111572-0000 | Talang PVC |  | 2020-11-12 21:49:15 | 0 | btg | 92727.28 | 0000 | IDR | General | 0 | 0 | Material | N | N | N | ""
9084 | 111275-0000 | Tali Nylon 18mm |  | 2014-03-14 11:25:05 | 0 | Rol | 1650000 | 0000 | IDR | General | 1730000 | 11633 | Material | N | N | N | ""
8378 | 111203-0000 | Tali Nylon 2.5mm |  | 2013-08-20 10:56:54 | 0 | Rol | 250000 | 0000 | IDR | General | 0 | 10301 | Material | N | N | N | ""
11471 | 111531-0000 | Tambang |  | 2019-08-29 15:45:34 | 0 | Rol | 1744324.32 | 0000 | IDR | General | 0 | 0 | Material | N | N | N | ""
11695 | 211319-0000 | Tambang / Tali Manila / Rafia |  | 2020-11-02 22:10:37 | 0 | Mtr | 10352.73 | 0000 | IDR | General | 0 | 0 | Material | N | N | N | ""
11694 | 211318-0000 | Tambang 8 mm |  | 2020-11-02 20:20:01 | 0 | Mtr | 20000 | 0000 | IDR | General | 0 | 0 | Material | N | N | N | ""
11314 | 611121-0000 | Tambang Mili Propyline Strip Biru D.16 mm |  | 2019-03-22 15:14:35 | 0 | Rol | 1436937 | 0000 | IDR | General | 0 | 0 | Material | N | N | N | ""
11365 | 111498-0000 | Tambang Nilon 16 MM |  | 2019-04-18 10:49:59 | 0 | Mtr | 9680 | 0000 | IDR | General | 0 | 0 | Material | N | N | N | ""
11313 | 611120-0000 | Tambang Nylon 16mm |  | 2019-03-22 14:59:06 | 0 | Mtr | 0 | 0000 |  | General | 0 | 0 | Material | N | N | N | ""
11310 | 611119-0000 | Tambang Nylon 5mm |  | 2019-03-19 09:17:23 | 0 | Rol | 240000 | 0000 | IDR | General | 0 | 0 | Material | N | N | N | ""
8349 | 111036-0000 | Tanah Urugan |  | 2013-08-05 10:33:06 | 0 | M3 | 40000 | 0000 | IDR | General | 0 | 0 | Material | N | N | N | ""
12264 | 810119-0000 | Tanaman Hias Besar - Plastic |  | 2023-05-29 06:23:34 | 0 | Pcs | 1648342.34 | 0000 | IDR | General | 0 | 0 | Material | N | N | N | ""
12265 | 810120-0000 | Tanaman Hias Kecil - Plastic |  | 2023-05-29 06:27:14 | 0 | Pcs | 0 | 0000 |  | General | 0 | 0 | Material | N | N | N | ""
11700 | 111573-0000 | Tanaman Rumput |  | 2020-11-20 13:19:18 | 0 | M2 | 50000 | 0000 | IDR | General | 0 | 0 | Material | N | N | N | ""
11918 | 313539-0000 | Tang Ampere |  | 2021-10-11 20:37:20 | 0 | Pcs | 334350 | 0000 | IDR | General | 0 | 0 | Material | N | N | N | ""
11464 | 611157-0000 | Tang Gegep |  | 2019-08-21 20:47:50 | 0 | Pcs | 110000 | 0000 | IDR | General | 0 | 0 | Material | N | N | N | ""
10075 | 413155-0000 | Tangga Teleskopik |  | 2015-11-30 15:06:53 | 0 | Pcs | 100000 | 0000 | IDR | General | 0 | 0 | Material | Y | N | N | ""
12803 | 111717-0000 | Tangga Vertikal Baja Tinggi 3000 mm |  | 2025-11-30 13:53:48 | 0 | Unit | 0 | 0000 |  | General | 0 | 0 | Material | N | N | N | ""
11810 | 611190-0000 | Tangki Air |  | 2021-06-18 21:51:16 | 0 | Unit | 1800000 | 0000 | IDR | General | 0 | 0 | Material | N | N | N | ""
12088 | 810116-0000 | Tarif Bea Masuk |  | 2022-02-16 06:40:08 | 0 | Ls | 0 | 0000 |  | General | 0 | 0 | Material | N | N | N | ""
11616 | 211303-0000 | Tas Backpack |  | 2020-04-07 18:29:36 | 0 | Pcs | 575150 | 0000 | IDR | General | 0 | 0 | Material | N | N | N | ""
11617 | 211304-0000 | Tas Kecil |  | 2020-04-07 18:30:20 | 0 | Pcs | 150000 | 0000 | IDR | General | 0 | 0 | Material | N | N | N | ""
11570 | 810108-0000 | tas P3K dan isinya |  | 2019-11-26 15:24:53 | 0 | Pcs | 250000 | 0000 | IDR | General | 0 | 0 | Material | N | N | N | ""
11411 | 810087-0000 | Tas selempang / tools bag |  | 2019-07-17 15:06:25 | 0 | Pcs | 250000 | 0000 | IDR | General | 0 | 0 | Material | N | N | N | ""
11903 | 211380-0000 | T-BAR Foundation Stake |  | 2021-09-23 21:18:48 | 0 | Pcs | 187200 | 0000 | IDR | General | 0 | 0 | Material | N | N | N | ""
11578 | 211274-0000 | T-bow pvc 3 inch |  | 2020-02-11 14:13:37 | 0 | Pcs | 45000 | 0000 | IDR | General | 0 | 0 | Material | N | N | N | ""
11580 | 211276-0000 | T-bow pvc 3/4 inch |  | 2020-02-11 14:16:49 | 0 | Pcs | 4000 | 0000 | IDR | General | 0 | 0 | Material | N | N | N | ""
11575 | 211271-0000 | T-bow PVC 4 inch |  | 2020-02-11 14:09:00 | 0 | Pcs | 90000 | 0000 | IDR | General | 0 | 0 | Material | N | N | N | ""
12651 | 313751-0000 | T-Clamp 2xAAAC 630 Sqmm to 1 x TAL 850 Sqmm |  | 2025-06-12 11:37:46 | 0 | Pcs | 897129.3 | 0000 | IDR | General | 0 | 0 | Material | N | N | N | ""
11045 | 313394-0000 | T-Clamp Double Conduktor TAL 660 |  | 2018-03-01 17:14:40 | 0 | Set | 0 | 0000 |  | General | 0 | 13648 | Material | N | N | N | ""
11272 | 211222-0000 | T-connector for 1xAAAC 300SQmm to 1xAAAC 300SQmm |  | 2019-02-11 14:17:36 | 0 | Pcs | 700000 | 0000 | IDR | General | 0 | 14049 | Material | N | N | N | ""
11268 | 211218-0000 | T-connector for 1xAAAC 630SQmm to 1xAAAC 630SQmm |  | 2019-02-11 14:14:05 | 0 | Pcs | 33082 | 0000 | KRW | General | 0 | 14049 | Material | N | N | N | ""
12387 | 313633-0000 | T-connector for 1xAAC 1267sqmm to 1xAAC 1267sqmm |  | 2024-05-23 09:54:48 | 0 | Pcs | 927350 | 0000 | IDR | General | 0 | 0 | Material | N | N | N | ""
11267 | 211217-0000 | T-connector for 1xACSR 240SQmm(21.9mm) to 1xAAAC 630SQmm |  | 2019-02-11 14:12:36 | 0 | Pcs | 810000 | 0000 | IDR | General | 0 | 14049 | Material | N | N | N | ""
12432 | 313652-0000 | T-connector for 1xACSR 450 SQmm to 1xAAC 1267 SQmm |  | 2024-08-19 10:16:54 | 0 | Set | 704650 | 0000 | IDR | General | 0 | 0 | Material | N | N | N | ""
12425 | 313649-0000 | T-connector for 1xACSR/AS 250Sqmm to 1xTAL 850Sqmm |  | 2024-07-30 22:53:52 | 0 | Pcs | 680864.4 | 0000 | IDR | General | 0 | 0 | Material | N | N | N | ""
12835 | 313833-0000 | T-connector for 1xTAL 660SQmm to 1xTAL 660SQmm |  | 2025-12-07 12:13:10 | 0 | Pcs | 666450 | 0000 | IDR | General | 0 | 0 | Material | N | N | N | ""
11298 | 313446-0000 | T-connector for 2xAAAC 630SQmm to 1xAAAC 630SQmm |  | 2019-02-12 18:38:47 | 0 | Pcs | 55998 | 0000 | KRW | General | 0 | 14049 | Material | N | N | N | ""
12388 | 313634-0000 | T-connector for 2xAAC 1267sqmm to 1xAAC 1267sqmm |  | 2024-05-23 09:58:05 | 0 | Pcs | 1347675 | 0000 | IDR | General | 0 | 0 | Material | N | N | N | ""
11273 | 211223-0000 | T-connector for 2xAAC Lupine 1267SQmm to 1xAAAC 300SQmm |  | 2019-02-11 14:19:11 | 0 | Pcs | 64.26 | 0000 | USD | General | 0 | 14049 | Material | N | N | N | ""
11269 | 211219-0000 | T-connector for 2xAAC Lupine 1267SQmm to 1xAAAC 630SQmm |  | 2019-02-11 14:14:57 | 0 | Pcs | 76169 | 0000 | KRW | General | 0 | 14049 | Material | N | N | N | ""
11270 | 211220-0000 | T-connector for 2xAAC Lupine 1267SQmm to 2xAAC Lupine 1267SQmm |  | 2019-02-11 14:15:47 | 0 | Pcs | 122967 | 0000 | KRW | General | 0 | 14049 | Material | N | N | N | ""
11271 | 211221-0000 | T-connector for 2xAAC Lupine 1267SQmm to 2xAAC Lupine 1267SQmm, cross type |  | 2019-02-11 14:16:44 | 0 | Pcs | 187517 | 0000 | KRW | General | 0 | 14049 | Material | N | N | N | ""
12823 | 313821-0000 | T-connector for 2xACSR 450 SQmm to 2xTAL 660 SQmm |  | 2025-12-07 10:28:17 | 0 | Pcs | 1854000 | 0000 | IDR | General | 0 | 0 | Material | N | N | N | ""
12424 | 313648-0000 | T-connector for 2xTAL 630SQmm to 1xTAL 850SQmm |  | 2024-07-30 22:50:24 | 0 | Pcs | 893795 | 0000 | IDR | General | 0 | 0 | Material | N | N | N | ""
10971 | 313360-0000 | T-connector for 2xTAL 660SQmm to 2xTAL 660SQmm |  | 2017-09-26 11:52:38 | 0 | Pcs | 0 | 0000 |  | General | 0 | 13226 | Material | N | N | N | ""
12822 | 313820-0000 | T-connector for 2xTAL 660SQmm to pad 100x100x20T |  | 2025-12-07 10:23:57 | 0 | Pcs | 879750 | 0000 | IDR | General | 0 | 0 | Material | N | N | N | ""
12820 | 313818-0000 | T-connector for 2xTAL 660SQmm to pad 150x150x20T |  | 2025-12-07 10:18:52 | 0 | Pcs | 0 | 0000 |  | General | 0 | 0 | Material | N | N | N | ""
12836 | 313834-0000 | T-connector for 2xTAL 850SQmm to 1xTAL 660SQmm |  | 2025-12-07 12:14:24 | 0 | Pcs | 1139400 | 0000 | IDR | General | 0 | 0 | Material | N | N | N | ""
12341 | 313621-0000 | T-connector for 2xTAL 850SQmm to 1xTAL 850SQmm |  | 2024-04-27 19:46:14 | 0 | Pcs | 1119150 | 0000 | IDR | General | 0 | 0 | Material | N | N | N | ""
12813 | 313811-0000 | T-connector for 2xTAL 850SQmm to 2xTAL 660SQmm |  | 2025-12-07 09:10:24 | 0 | Pcs | 1450800 | 0000 | IDR | General | 0 | 0 | Material | N | N | N | ""
12824 | 313822-0000 | T-connector for 2xTAL 850SQmm to 2xTAL 850SQmm |  | 2025-12-07 10:32:19 | 0 | Pcs | 1566450 | 0000 | IDR | General | 0 | 0 | Material | N | N | N | ""
12821 | 313819-0000 | T-connector for 2xTAL 850SQmm to pad 100x100x20T |  | 2025-12-07 10:21:00 | 0 | Pcs | 0 | 0000 |  | General | 0 | 0 | Material | N | N | N | ""
11124 | 313435-0000 | T-connector for TAL 1000SQmm to 2xTAL 660SQmm |  | 2018-05-30 09:25:29 | 0 | Pcs | 55.22 | 0000 | USD | General | 0 | 0 | Material | N | N | N | ""
11125 | 313436-0000 | T-connector for TAL 1000SQmm to TAL 850SQmm |  | 2018-05-30 09:28:21 | 0 | Pcs | 2300000 | 0000 | IDR | General | 0 | 0 | Material | N | N | N | ""
10046 | 313191-0000 | T-connector for TAL 150 850 sqm to TAL 850 sqm |  | 2017-09-26 11:51:09 | 0 | Pcs | 47.99 | 0000 | USD | General | 0 | 13648 | Material | N | N | N | ""
10968 | 313357-0000 | T-connector for TAL 240SQmm to TAL 850SQmm |  | 2017-09-26 11:51:31 | 0 | Pcs | 33.21 | 0000 | USD | General | 0 | 13226 | Material | N | N | N | ""
11109 | 313426-0000 | T-connector for TAL 660SQmm to TAL 660SQmm |  | 2018-05-14 11:27:53 | 0 | Pcs | 29.97 | 0000 | USD | General | 0 | 0 | Material | N | N | N | ""
10969 | 313358-0000 | T-connector for TAL 850SQmm to 2xTAL 660SQmm |  | 2017-09-26 11:51:54 | 0 | Pcs | 52.79 | 0000 | USD | General | 0 | 13226 | Material | N | N | N | ""
10970 | 313359-0000 | T-connector for TAL 850SQmm to TAL 850SQmm |  | 2017-09-26 11:52:15 | 0 | Pcs | 853433 | 0000 | IDR | General | 0 | 13226 | Material | N | N | N | ""
10636 | 210001-ALFR | TCT Cutter depth 30 mm - Dia. 26 mm |  | 2017-06-06 09:17:50 | 0 | Unit | 0 | ALFR |  | Alfra - Germany | 0 | 13297 | Material | N | N | N | ""
10605 | 610001-ALFR | TCT Cutter depth 35 mm - Dia. 18 mm |  | 2017-04-27 16:19:23 | 0 | Unit | 320000 | ALFR | IDR | Alfra - Germany | 0 | 0 | Material | N | N | N | ""
10606 | 610002-ALFR | TCT Cutter depth 35 mm - Dia. 22 mm |  | 2017-04-27 16:23:46 | 0 | Unit | 395000 | ALFR | IDR | Alfra - Germany | 0 | 0 | Material | N | N | N | ""
10637 | 110001-ALFR | TCT Cutter depth 35 mm - Dia.22 mm |  | 2017-06-06 14:59:03 | 0 | Pcs | 15000 | ALFR | IDR | Alfra - Germany | 0 | 0 | Material | N | N | N | ""
7648 | 310042-0000 | Tee dus |  |  | 0 | Pcs | 5000 | Gener | IDR | "" | 0 | 0 | Material | N | N | N
11634 | 313515-0000 | Tee pead connector for ACCC Lisbon 310 mm2 to AAAC 630 mm2 |  | 2020-07-22 15:55:32 | 0 | Pcs | 2495025 | 0000 | IDR | General | 0 | 0 | Material | N | N | N | ""
12585 | 211483-0000 | Tee PVC 6 inch |  | 2025-02-12 14:19:21 | 0 | Pcs | 260100 | 0000 | IDR | General | 0 | 0 | Material | N | N | N | ""
8132 | 411003-0000 | Tel Copper Cable Connector (Tel-Splice) |  |  | 0 | Pcs | 0 | 0000 |  |  | 0 | 0 |  | N | N | N
9778 | 323104-0000 | TELEPHONE TERMINAL. |  | 2015-02-03 14:36:53 | 0 | Set | 0 | 0000 | IDR | General | 0 | 12502 | Material | N | N | N | ""
9787 | 313165-0000 | TELEPHONE TERMINAL. |  | 2015-02-03 14:49:06 | 0 | Set | 0 | 0000 | USD | General | 0 | 12502 | Material | N | N | N | ""
9776 | 313161-0000 | TELEPROTECTION EQUIPMENT (SUITABLE FOR PROPOSED DIGITAL PLC). |  | 2015-02-03 14:34:31 | 0 | Set | 10000000 | 0000 | IDR | General | 0 | 12502 | Material | N | N | N | ""
9785 | 323109-0000 | TELEPROTECTION EQUIPMENT (SUITABLE FOR PROPOSED DIGITAL PLC). |  | 2015-02-03 14:46:38 | 0 | Set | 0 | 0000 | IDR | General | 0 | 12502 | Material | N | N | N | ""
9802 | 820067-0000 | Temporary Office/warehouse |  | 2015-02-12 10:55:24 | 0 | Ls | 1320000 | 0000 | IDR | General | 0 | 12502 | Material | N | N | N | ""
11661 | 413210-0000 | TEMS Handset |  | 2020-09-21 12:53:35 | 0 | Pcs | 2500000 | 0000 | IDR | General | 0 | 0 | Material | N | N | N | ""
9497 | 611036-0000 | Tenda Payung Diameter 2,5m |  | 2014-10-16 11:56:29 | 0 | Pcs | 2000000 | 0000 | IDR | General | 0 | 12172 | Material | N | N | N | ""
11222 | 810073-0000 | Tensi Omron 8712 |  | 2018-12-11 14:13:27 | 0 | Set | 435100 | 0000 | IDR | General | 0 | 0 | Material | N | N | N | ""
10156 | 413168-0000 | Tension Fitting ADSS 24C Span 600 |  | 2016-02-22 13:44:45 | 0 | Set | 670145 | 0000 | IDR | General | 0 | 13480 | Material | N | N | N | ""
10192 | 413174-0000 | Tension fitting adss span 600 |  | 2016-05-18 13:13:46 | 0 | Set | 0 | 0000 |  | General | 0 | 13312 | Material | N | N | N | ""
11120 | 313432-0000 | Tension OPGW 70 RHL, incl. Downlead clamp |  | 2018-05-23 11:23:05 | 0 | Set | 1566500 | 0000 | IDR | General | 0 | 0 | Material | N | N | N | ""
12211 | 129444-0000 | Tension Plate Rent |  | 2023-03-21 09:55:39 | 0 | Pc/Month | 5600 | 0000 | IDR | General | 0 | 0 | Material | N | N | N | ""
10812 | 313294-0000 | Tension set for GSW 55 mm |  | 2017-08-04 09:38:06 | 0 | Set | 493000 | 0000 | IDR | General | 0 | 0 | Material | N | N | N | ""
10813 | 313295-0000 | Tension set for OPGW 60 mm |  | 2017-08-04 09:39:17 | 0 | Set | 619375 | 0000 | IDR | General | 0 | 0 | Material | N | N | N | ""
10505 | 610002-ZECH | Tensioner 75 KN, D 1500 mm Zech |  | 2016-12-22 00:20:41 | 0 | Pcs | 0 | ZECH |  | Zech | 0 | 0 | Material | N | N | N | ""
10506 | 610003-ZECH | Tensioner with engine B1500/7.5 |  | 2016-12-23 07:09:47 | 0 | Set | 1105000000 | ZECH | IDR | Zech | 0 | 13355 | Material | N | N | N | ""
12575 | 313722-0000 | Terminal Block D-UK 4/10 |  | 2025-01-17 17:46:51 | 0 | Pcs | 5704 | 0000 | IDR | General | 0 | 0 | Material | N | N | N | ""
12576 | 313723-0000 | Terminal Block D-URTK |  | 2025-01-17 17:47:23 | 0 | Pcs | 14468 | 0000 | IDR | General | 0 | 0 | Material | N | N | N | ""
12581 | 313728-0000 | Terminal Block E/UK |  | 2025-01-17 18:26:31 | 0 | Pcs | 1298 | 0000 | IDR | General | 0 | 0 | Material | N | N | N | ""
12572 | 313719-0000 | Terminal Block EB 10-8 |  | 2025-01-17 17:43:37 | 0 | Pcs | 36570 | 0000 | IDR | General | 0 | 0 | Material | N | N | N | ""
12573 | 313720-0000 | Terminal Block FBI 10-6 |  | 2025-01-17 17:44:50 | 0 | Pcs | 21030 | 0000 | IDR | General | 0 | 0 | Material | N | N | N | ""
12574 | 313721-0000 | Terminal Block FBI 10-8 |  | 2025-01-17 17:46:10 | 0 | Pcs | 21230 | 0000 | IDR | General | 0 | 0 | Material | N | N | N | ""
12882 | 313869-0000 | Terminal Block Feed-Through 6 mm2, DIN Rail, 600 V, 50 A |  | 2026-01-09 19:04:19 | 0 | Pcs | 16000 | 0000 | IDR | General | 0 | 0 | Material | N | N | N | ""
12570 | 313717-0000 | Terminal Block KLM |  | 2025-01-17 17:38:32 | 0 | Pcs | 2384 | 0000 | IDR | General | 0 | 0 | Material | N | N | N | ""
11627 | 313509-0000 | Terminal Block M 4/6 with disconnect |  | 2020-07-17 21:43:09 | 0 | Set | 47898 | 0000 | IDR | General | 0 | 0 | Material | N | N | N | ""
12571 | 313718-0000 | Terminal Block SB2-RTK/S |  | 2025-01-17 17:42:39 | 0 | Pcs | 15543.34 | 0000 | IDR | General | 0 | 0 | Material | N | N | N | ""
12501 | 313687-0000 | Terminal Block UK5MTK |  | 2024-11-07 15:26:30 | 0 | Unit | 21480 | 0000 | IDR | General | 0 | 0 | Material | N | N | N | ""
12488 | 313674-0000 | Terminal Block UK5N |  | 2024-11-07 14:42:15 | 0 | Unit | 11607 | 0000 | IDR | General | 0 | 0 | Material | N | N | N | ""
12487 | 313673-0000 | Terminal Block UK6N |  | 2024-11-07 14:38:59 | 0 | Unit | 15884 | 0000 | IDR | General | 0 | 0 | Material | N | N | N | ""
12486 | 313672-0000 | Terminal Block URTKS |  | 2024-11-07 14:35:31 | 0 | Unit | 20240 | 0000 | IDR | General | 0 | 0 | Material | N | N | N | ""
12489 | 313675-0000 | Terminal Block USLKG10 |  | 2024-11-07 14:43:42 | 0 | Unit | 40467 | 0000 | IDR | General | 0 | 0 | Material | N | N | N | ""
12677 | 611346-0000 | Terminal Connector of Total Station for Cable Data USB |  | 2025-07-05 13:51:55 | 0 | Set | 1700000 | 0000 | IDR | General | 0 | 0 | Material | N | N | N | ""
12468 | 720068-0000 | Terminal Handling Charge Container 20 Ft |  | 2024-10-17 22:17:04 | 0 | Unit | 1083333 | 0000 | IDR | General | 0 | 0 | Material | N | N | N | ""
12601 | 720092-0000 | Terminal Handling Charge Container 40 Ft |  | 2025-02-28 07:22:50 | 0 | Unit | 1652252 | 0000 | IDR | General | 0 | 0 | Material | N | N | N | ""
12602 | 720093-0000 | Terminal Handling Charge Container 40 Ft |  | 2025-02-28 07:25:03 | 0 | Unit | 0 | 0000 |  | General | 0 | 0 | Material | N | N | N | ""
10401 | 313250-0000 | Terminal Jumper |  | 2016-11-15 10:23:41 | 0 | Pcs | 250000 | 0000 | IDR | General | 0 | 0 | Material | N | N | N | ""
11296 | 211246-0000 | Terminal lug for BCC. 150SQmm to 1hole flat |  | 2019-02-11 15:04:46 | 0 | Pcs | 2.81 | 0000 | USD | General | 0 | 14049 | Material | N | N | N | ""
9226 | 313064-0000 | Terminal Power 12 mm |  | 2014-05-12 11:20:16 | 0 | Pcs | 0 | 0000 | IDR | General | 0 | 0 | Material | N | N | N | ""
11724 | 910006-0000 | Terminal Schuko 16A |  | 2021-01-12 11:18:59 | 0 | Pcs | 1325000 | 0000 | IDR | General | 0 | 0 | Material | N | N | N | ""
10293 | 424158-0000 | Terminasi core optik pada kabinet eksisting termasuk pigtail dan adapter |  | 2016-08-30 10:31:39 | 0 | Pcs | 56250 | 0000 | IDR | General | 0 | 0 | Material | N | N | N | ""
10743 | 323180-0000 | Termination Kit for 24 kV XLPE-N2XSY for NGR |  | 2017-08-03 19:02:07 | 0 | Set | 400000 | 0000 | IDR | General | 0 | 0 | Material | N | N | N | ""
10741 | 323178-0000 | Termination Kit for 24 kV XLPE-N2XSY power cable indoor |  | 2017-08-03 18:59:58 | 0 | Set | 8250000 | 0000 | IDR | General | 0 | 0 | Material | N | N | N | ""
10742 | 323179-0000 | Termination Kit for 24 kV XLPE-N2XSY power cable outdoor |  | 2017-08-03 19:01:19 | 0 | Set | 4300000 | 0000 | IDR | General | 0 | 0 | Material | N | N | N | ""
10724 | 323174-0000 | Termination Kit for 24 kV XLPE-N2XSY power cable size and fixing accessories |  | 2017-08-03 18:37:21 | 0 | Set | 3150000 | 0000 | IDR | General | 0 | 0 | Material | N | N | N | ""
11410 | 810086-0000 | Teropong |  | 2019-07-17 15:05:20 | 0 | Pcs | 170000 | 0000 | IDR | General | 0 | 0 | Material | N | N | N | ""
10698 | 111448-0000 | Terpal |  | 2017-08-02 10:12:32 | 0 | Lbr | 906360 | 0000 | IDR | General | 0 | 0 | Material | N | N | N | ""
10513 | 129182-0000 | Tes Kubus Beton |  | 2017-01-20 14:52:30 | 0 | Pcs | 78125 | 0000 | IDR | General | 0 | 0 | Material | N | N | N | ""
12619 | 313735-0000 | Test Block 14 Jalur |  | 2025-04-07 09:55:56 | 0 | Pcs | 0 | 0000 |  | General | 0 | 0 | Material | N | N | N | ""
12731 | 313766-0000 | Test Block 14 Pole, 600V 20A |  | 2025-10-08 11:44:02 | 0 | Pcs | 3325000 | 0000 | IDR | General | 0 | 0 | Material | N | N | N | ""
12128 | 129434-0000 | Test Kubus |  | 2022-07-22 09:27:08 | 0 | Pcs | 75000 | 0000 | IDR | General | 0 | 0 | Material | N | N | N | ""
11098 | 129346-0000 | TEST PIT (INVESTIGASI PONDASI EXISTING) |  | 2018-04-25 13:45:41 | 0 | Ls | 0 | 0000 |  | General | 0 | 0 | Material | N | N | N | ""
12546 | 129464-0000 | Test Uji Tekan Sampel Beton Dengan Bentuk Silinder |  | 2024-12-19 17:54:08 | 0 | Pcs | 600000 | 0000 | IDR | General | 0 | 0 | Material | N | N | N | ""
10898 | 129303-0000 | Testing and Comissioning Tower Erection and Pondasi |  | 2017-08-04 16:58:09 | 0 | Ls | 0 | 0000 |  | General | 0 | 0 | Material | N | N | N | ""
12350 | 323213-0000 | Testing Commissioning Buspro |  | 2024-05-16 15:44:26 | 0 | bay | 28675000 | 0000 | IDR | General | 0 | 0 | Material | N | N | N | ""
7703 | 210034-0000 | Thermatic Fire Extinquiser |  |  | 0 | Set | 0 | Gener | "" | "" | 0 | 0 | Material | N | N | N
11289 | 211239-0000 | Thermo welding mold for cross connection of 150SQmm to 150SQmm |  | 2019-02-11 14:58:49 | 0 | Pcs | 54.96 | 0000 | USD | General | 0 | 14049 | Material | N | N | N | ""
11287 | 211237-0000 | Thermo welding mold for T-connection of 150SQmm to 150SQmm |  | 2019-02-11 14:56:37 | 0 | Pcs | 54.96 | 0000 | USD | General | 0 | 14049 | Material | N | N | N | ""
11290 | 211240-0000 | Thermo welding powder for cross connection of 150SQmm to 150SQmm (- 250) |  | 2019-02-11 14:59:43 | 0 | Pcs | 5.37 | 0000 | USD | General | 0 | 14049 | Material | N | N | N | ""
11288 | 211238-0000 | Thermo welding powder for T-connection of 150SQmm to 150SQmm (- 200) |  | 2019-02-11 14:57:39 | 0 | Pcs | 5.01 | 0000 | USD | General | 0 | 14049 | Material | N | N | N | ""
11621 | 611169-0000 | Thermometer Gun |  | 2020-04-21 20:37:45 | 0 | Pcs | 677100 | 0000 | IDR | General | 0 | 0 | Material | N | N | N | ""
7650 | 310044-HOWE | Thermostat |  |  | 0 | Pcs | 65400 | Honey | IDR | "" | 0 | 0 | Material | N | N | N
10436 | 211116-0000 | Thimble Clevis |  | 2016-11-29 09:36:48 | 0 | Pcs | 92638 | 0000 | IDR | General | 0 | 0 | Material | N | N | N | ""
11900 | 211377-0000 | Thimble Eye Triple 1T |  | 2021-09-23 21:12:41 | 0 | Pcs | 11.13 | 0000 | USD | General | 0 | 0 | Material | N | N | N | ""
11751 | 111591-0000 | Thinner |  | 2021-01-29 10:17:48 | 0 | Ltr | 45000 | 0000 | IDR | General | 0 | 0 | Material | Y | N | N | ""
12098 | 211417-0000 | Tiang (steel pole) - 2 lampu |  | 2022-06-08 13:46:15 | 0 | Set | 5000000 | 0000 | IDR | General | 0 | 0 | Material | N | N | N | ""
12097 | 211416-0000 | Tiang (steel pole) 9 m - 1 lampu |  | 2022-06-08 13:44:15 | 0 | Set | 4800000 | 0000 | IDR | General | 0 | 0 | Material | N | N | N | ""
12099 | 211418-0000 | Tiang (steel pole) 9 m - 3 lampu |  | 2022-06-08 13:48:13 | 0 | Set | 5200000 | 0000 | IDR | General | 0 | 0 | Material | N | N | N | ""
12100 | 211419-0000 | Tiang (steel pole) 9 m - 4 lampu |  | 2022-06-08 13:49:16 | 0 | Set | 5400000 | 0000 | IDR | General | 0 | 0 | Material | N | N | N | ""
10994 | 111469-0000 | Tiang Pagar BRC Pipa 2 inch |  | 2017-09-27 16:19:02 | 0 | btg | 151801.8 | 0000 | IDR | General | 0 | 0 | Material | N | N | N | ""
11668 | 111563-0000 | Tiang Pancang 35x35 cm K-500 |  | 2020-09-29 20:57:00 | 0 | Mtr | 213500 | 0000 | IDR | General | 0 | 0 | Material | N | N | N | ""
11916 | 611218-0000 | Tiang PJU Bengkok 1 1/2 Inch |  | 2021-09-28 14:09:35 | 0 | Unit | 0 | 0000 |  | General | 0 | 0 | Material | N | N | N | ""
8315 | 413043-0000 | Tiang Telepon (Concrete Pole) 9 Meter |  | 2013-08-01 11:00:16 | 0 | Pcs | 0 | 0000 | IDR | General | 0 | 10101 | Material | N | N | N | ""
8306 | 413034-0000 | Tiang Telepon (Steel Pole) 7 Meter |  | 2013-08-01 10:50:22 | 0 | Pcs | 855000 | 0000 | IDR | General | 849320.39 | 10101 | Material | N | N | N | ""
8309 | 413037-0000 | Tiang Telepon (Steel Pole) 9 Meter |  | 2013-08-01 10:54:28 | 0 | Pcs | 3800000 | 0000 | IDR | General | 1388750 | 10101 | Material | N | N | N | ""
7707 | 210038-0000 | Tiang telepon/besi 7 mtr |  | 2014-05-06 10:15:41 | 0 | Pcs | 800000 | Gener | IDR | "" | 0 | 0 | Material | N | N | N
11965 | 611244-0000 | Tie Rod |  | 2021-10-29 10:57:34 | 0 | Mtr | 53000 | 0000 | IDR | General | 0 | 0 | Material | N | N | N | ""
10263 | 620005-0000 | TIKI Kurir Service |  | 2016-07-26 16:42:42 | 0 | Kg | 290000 | 0000 | IDR | General | 0 | 0 | Material | N | N | N | ""
11223 | 810074-0000 | Timbangan Berat Badan |  | 2018-12-11 14:14:25 | 0 | Set | 140000 | 0000 | IDR | General | 0 | 0 | Material | N | N | N | ""
10649 | 111415-0000 | tinner |  | 2017-06-16 14:33:37 | 0 | Kg | 30000 | 0000 | IDR | General | 0 | 0 | Material | N | N | N | ""
10475 | 610001-NDF0 | Tirfor 32 kN |  | 2016-12-21 21:23:17 | 0 | Pcs | 4845455 | NDF0 | IDR | Non Dong Fang | 0 | 0 | Material | N | N | N | ""
10011 | 810018-0000 | Toner 53A |  | 2015-10-06 17:48:31 | 0 | Ls | 500000 | 0000 | IDR | General | 0 | 0 | Material | N | N | N | ""
10010 | 810017-0000 | Toner 83A |  | 2015-10-06 17:47:38 | 0 | Ls | 550000 | 0000 | IDR | General | 0 | 0 | Material | N | N | N | ""
11719 | 810109-0000 | Toner Cart PRM 270-K |  | 2021-01-11 13:51:58 | 0 | Pcs | 1996500 | 0000 | IDR | General | 0 | 0 | Material | N | N | N | ""
11720 | 810110-0000 | Toner Cart PRM 271-C |  | 2021-01-11 13:52:36 | 0 | Pcs | 3327500 | 0000 | IDR | General | 0 | 0 | Material | N | N | N | ""
11721 | 810111-0000 | Toner Cart PRM 272-Y |  | 2021-01-11 13:53:27 | 0 | Pcs | 3327500 | 0000 | IDR | General | 0 | 0 | Material | N | N | N | ""
11722 | 810112-0000 | Toner Cart PRM 273-M |  | 2021-01-11 13:54:03 | 0 | Pcs | 3327500 | 0000 | IDR | General | 0 | 0 | Material | N | N | N | ""
11135 | 810054-0000 | TONER CART.COMPATIBLE |  | 2018-08-07 13:27:20 | 0 | Pcs | 570000 | 0000 | IDR | General | 0 | 0 | Material | N | N | N | ""
11710 | 910003-0000 | Toner CE400K |  | 2020-12-22 11:05:49 | 0 | Pcs | 1292500 | 0000 | IDR | General | 0 | 0 | Material | N | N | N | ""
11709 | 910002-0000 | Toner CE401C |  | 2020-12-22 11:04:40 | 0 | Pcs | 1853500 | 0000 | IDR | General | 0 | 0 | Material | N | N | N | ""
11711 | 910004-0000 | Toner CE402Y |  | 2020-12-22 11:06:45 | 0 | Pcs | 1853500 | 0000 | IDR | General | 0 | 0 | Material | N | N | N | ""
11712 | 910005-0000 | Toner CE403M |  | 2020-12-22 11:07:23 | 0 | Pcs | 1853500 | 0000 | IDR | General | 0 | 0 | Material | N | N | N | ""
10240 | 611068-0000 | Toner HP 36A Laserjet |  | 2016-07-14 15:41:00 | 0 | Pcs | 525000 | 0000 | IDR | General | 0 | 0 | Material | N | N | N | ""
10241 | 611069-0000 | Toner HP 53A Black |  | 2016-07-14 15:42:38 | 0 | Pcs | 500000 | 0000 | IDR | General | 0 | 0 | Material | N | N | N | ""
10244 | 611072-0000 | Toner HP 5550 C9730A Black |  | 2016-07-14 15:45:24 | 0 | Pcs | 1650000 | 0000 | IDR | General | 0 | 0 | Material | N | N | N | ""
10245 | 611073-0000 | Toner HP 5550 C9731 Colour |  | 2016-07-14 15:46:14 | 0 | Pcs | 1650000 | 0000 | IDR | General | 0 | 0 | Material | N | N | N | ""
10246 | 611074-0000 | Toner HP 5550 C9732 Colour |  | 2016-07-14 15:47:29 | 0 | Pcs | 1650000 | 0000 | IDR | General | 0 | 0 | Material | N | N | N | ""
10247 | 611075-0000 | Toner HP 5550 C9733 Colour |  | 2016-07-14 15:48:38 | 0 | Pcs | 1650000 | 0000 | IDR | General | 0 | 0 | Material | N | N | N | ""
10225 | 611053-0000 | Toner HP 6000 |  | 2016-07-14 14:55:26 | 0 | Pcs | 0 | 0000 |  | General | 0 | 0 | Material | N | N | N | ""
10226 | 611054-0000 | Toner HP 6001 |  | 2016-07-14 14:56:47 | 0 | Pcs | 0 | 0000 |  | General | 0 | 0 | Material | N | N | N | ""
10227 | 611055-0000 | Toner HP 6002 |  | 2016-07-14 14:57:40 | 0 | Pcs | 0 | 0000 |  | General | 0 | 0 | Material | N | N | N | ""
10228 | 611056-0000 | Toner HP 6003 |  | 2016-07-14 15:01:06 | 0 | Pcs | 0 | 0000 |  | General | 0 | 0 | Material | N | N | N | ""
10229 | 611057-0000 | Toner HP 6470 Black |  | 2016-07-14 15:02:24 | 0 | Pcs | 0 | 0000 |  | General | 0 | 0 | Material | N | N | N | ""
10230 | 611058-0000 | Toner HP 7581 |  | 2016-07-14 15:03:22 | 0 | Pcs | 0 | 0000 |  | General | 0 | 0 | Material | N | N | N | ""
10231 | 611059-0000 | Toner HP 7582 |  | 2016-07-14 15:04:09 | 0 | Pcs | 0 | 0000 |  | General | 0 | 0 | Material | N | N | N | ""
10232 | 611060-0000 | Toner HP 7583 |  | 2016-07-14 15:05:27 | 0 | Pcs | 0 | 0000 |  | General | 0 | 0 | Material | N | N | N | ""
10257 | 611085-0000 | Toner HP CB540A |  | 2016-07-15 08:51:18 | 0 | Pcs | 500000 | 0000 | IDR | General | 0 | 0 | Material | N | N | N | ""
10243 | 611071-0000 | Toner HP CB541A |  | 2016-07-14 15:44:23 | 0 | Pcs | 500000 | 0000 | IDR | General | 0 | 0 | Material | N | N | N | ""
10258 | 611086-0000 | Toner HP CB542A |  | 2016-07-15 08:52:03 | 0 | Pcs | 500000 | 0000 | IDR | General | 0 | 0 | Material | N | N | N | ""
10242 | 611070-0000 | Toner HP CB543A |  | 2016-07-14 15:43:41 | 0 | Pcs | 500000 | 0000 | IDR | General | 0 | 0 | Material | N | N | N | ""
10233 | 611061-0000 | Toner HP Laserjet 1320N ( 49A ) |  | 2016-07-14 15:06:35 | 0 | Pcs | 0 | 0000 |  | General | 0 | 0 | Material | N | N | N | ""
10234 | 611062-0000 | Toner HP Laserjet 5949A |  | 2016-07-14 15:07:38 | 0 | Pcs | 0 | 0000 |  | General | 0 | 0 | Material | N | N | N | ""
10252 | 611080-0000 | Toner HP Laserjet CP1515M Black |  | 2016-07-15 08:45:05 | 0 | Pcs | 0 | 0000 |  | General | 0 | 0 | Material | N | N | N | ""
10255 | 611083-0000 | Toner HP Laserjet CP1515N Cyan |  | 2016-07-15 08:48:46 | 0 | Pcs | 0 | 0000 |  | General | 0 | 0 | Material | N | N | N | ""
10254 | 611082-0000 | Toner HP Laserjet CP1515N Magenta |  | 2016-07-15 08:47:01 | 0 | Pcs | 0 | 0000 |  | General | 0 | 0 | Material | N | N | N | ""
10253 | 611081-0000 | Toner HP Laserjet CP1515N Yellow |  | 2016-07-15 08:46:12 | 0 | Pcs | 0 | 0000 |  | General | 0 | 0 | Material | N | N | N | ""
11149 | 810061-0000 | toner HP Laserjet P2015 |  | 2018-09-19 13:36:15 | 0 | Pcs | 500000 | 0000 | IDR | General | 0 | 0 | Material | N | N | N | ""
10235 | 611063-0000 | Toner HP Q2612A |  | 2016-07-14 15:11:08 | 0 | Pcs | 875000 | 0000 | IDR | General | 0 | 0 | Material | N | N | N | ""
10236 | 611064-0000 | Toner HP Q3960A Black |  | 2016-07-14 15:12:12 | 0 | Pcs | 1650000 | 0000 | IDR | General | 0 | 0 | Material | N | N | N | ""
10237 | 611065-0000 | Toner HP Q3971A Cyan |  | 2016-07-14 15:13:37 | 0 | Pcs | 1650000 | 0000 | IDR | General | 0 | 0 | Material | N | N | N | ""
10238 | 611066-0000 | Toner HP Q3972A Yellow |  | 2016-07-14 15:38:51 | 0 | Pcs | 1650000 | 0000 | IDR | General | 0 | 0 | Material | N | N | N | ""
10239 | 611067-0000 | Toner HP Q3973A Magenta |  | 2016-07-14 15:39:54 | 0 | Pcs | 1650000 | 0000 | IDR | General | 0 | 0 | Material | N | N | N | ""
10248 | 611076-0000 | Toner Printer XP 4700 (Q5950A) |  | 2016-07-14 16:00:34 | 0 | Pcs | 0 | 0000 |  | General | 0 | 0 | Material | N | N | N | ""
10249 | 611077-0000 | Toner Printer XP 4700 (Q5951) |  | 2016-07-14 16:01:29 | 0 | Pcs | 0 | 0000 |  | General | 0 | 0 | Material | N | N | N | ""
10250 | 611078-0000 | Toner Printer XP 4700 (Q5952) |  | 2016-07-14 16:02:27 | 0 | Pcs | 0 | 0000 |  | General | 0 | 0 | Material | N | N | N | ""
10251 | 611079-0000 | Toner Printer XP 4700 (Q5953) |  | 2016-07-14 16:03:06 | 0 | Pcs | 0 | 0000 |  | General | 0 | 0 | Material | N | N | N | ""
10515 | 810035-0000 | Toner Q7570A |  | 2017-01-25 11:54:59 | 0 | Pcs | 1402500 | 0000 | IDR | General | 0 | 0 | Material | N | N | N | ""
11414 | 810088-0000 | Tong drum |  | 2019-07-18 15:23:23 | 0 | Pcs | 150000 | 0000 | IDR | General | 0 | 0 | Material | N | N | N | ""
10076 | 611044-0000 | Tool Kits |  | 2015-11-30 15:11:05 | 0 | Set | 250000 | 0000 | IDR | General | 0 | 0 | Material | N | N | N | ""
11064 | 313408-0000 | Tools Dagnostic GI |  | 2018-03-16 15:43:55 | 0 | Set | 50301000 | 0000 | IDR | General | 0 | 0 | Material | N | N | N | ""
12208 | 129441-0000 | Top Standard UVH 100 Rent |  | 2023-03-21 09:53:15 | 0 | Pc/Month | 8800 | 0000 | IDR | General | 0 | 0 | Material | N | N | N | ""
12229 | 129453-0000 | Top Standard UVH 150 Rent |  | 2023-03-25 21:30:57 | 0 | Pc/Month | 13600 | 0000 | IDR | General | 0 | 0 | Material | N | N | N | ""
9941 | 610001-NIKO | Total Station |  | 2015-06-23 14:43:53 | 0 | Pcs | 57727272.73 | NIKO | IDR | NIKON | 0 | 0 | Material | N | N | N | ""
11871 | 211349-0000 | Tower Bearing Plate |  | 2021-09-23 18:54:31 | 0 | Pcs | 0 | 0000 |  | General | 0 | 0 | Material | N | N | N | ""
10422 | 211107-0000 | Tower Bonding Clamp for GSW 55 |  | 2016-11-23 14:34:10 | 0 | Set | 111150 | 0000 | IDR | General | 0 | 0 | Material | N | N | N | ""
11872 | 211350-0000 | Tower Foundation Plate |  | 2021-09-23 18:56:19 | 0 | Pcs | 5368704 | 0000 | IDR | General | 0 | 0 | Material | N | N | N | ""
11869 | 211347-0000 | Tower Gimbal Pivot Steel Plate |  | 2021-09-23 18:38:06 | 0 | Pcs | 0 | 0000 |  | General | 0 | 0 | Material | Y | N | N | ""
8691 | 111256-0000 | Tower Lattice transmission 150 kV |  | 2013-10-10 18:12:09 | 0 | Kg | 21800 | 0000 | IDR | General | 16500 | 11378 | Material | N | N | N | ""
8690 | 111255-0000 | Tower Monopole Transmission 150 kV |  | 2013-10-10 18:11:04 | 0 | Kg | 30000 | 0000 | IDR | General | 21700 | 11378 | Material | N | N | N | ""
11870 | 211348-0000 | Tower Mounting Plate |  | 2021-09-23 18:43:20 | 0 | Pcs | 0 | 0000 |  | General | 0 | 0 | Material | N | N | N | ""
11003 | 211142-0000 | Tower SST 36m |  | 2017-10-11 13:46:43 | 0 | Kg | 19500 | 0000 | IDR | General | 0 | 19500 | Material | N | N | N | ""
10964 | 413197-0000 | Tower SST 42m |  | 2017-09-27 15:38:52 | 0 | Kg | 25000 | 0000 | IDR | General | 0 | 0 | Material | N | N | N | ""
10883 | 129290-0000 | Tower Type AA4 12 |  | 2017-08-04 16:12:42 | 0 | Kg | 0 | 0000 |  | General | 0 | 0 | Material | N | N | N | ""
10884 | 129291-0000 | Tower Type AA4 15 |  | 2017-08-04 16:14:00 | 0 | Kg | 0 | 0000 |  | General | 0 | 0 | Material | N | N | N | ""
10885 | 129292-0000 | Tower Type DD4 12 |  | 2017-08-04 16:15:00 | 0 | Kg | 0 | 0000 |  | General | 0 | 0 | Material | N | N | N | ""
10886 | 129293-0000 | Tower Type DDR4 9 |  | 2017-08-04 16:16:10 | 0 | Kg | 0 | 0000 |  | General | 0 | 0 | Material | N | N | N | ""
8588 | 111230-0000 | Tower Type Test TSP30 plus 0 |  | 2013-10-04 08:03:50 | 0 | Set | 0 | 0000 | IDR | General | 0 | 11132 | Material | N | N | N | ""
12158 | 710009-0000 | Toyota Avanza 1300 cc Automatic |  | 2022-08-31 10:27:44 | 0 | Set | 205027027.03 | 0000 | IDR | General | 0 | 0 | Material | N | N | N | ""
12288 | 710012-0000 | Toyota Hilux Double Gardan Double Cabin |  | 2023-08-09 16:34:16 | 0 | Unit | 350000 | 0000 | IDR | General | 0 | 0 | Material | N | N | N | ""
12287 | 710011-0000 | Toyota Rush AT |  | 2023-08-09 16:32:04 | 0 | Ls | 254144144.14 | 0000 | IDR | General | 0 | 0 | Material | N | N | N | ""
12157 | 710008-0000 | Toyota Veloz 1500 cc |  | 2022-08-31 10:24:28 | 0 | Set | 271801802 | 0000 | IDR | General | 0 | 0 | Material | N | N | N | ""
11062 | 313406-0000 | TP Independent Digital (64 kbps, 2 Mbps, C37.94) |  | 2018-03-16 15:42:26 | 0 | Set | 119113400 | 0000 | IDR | General | 0 | 0 | Material | N | N | N | ""
11235 | 810081-0000 | Traffic Cone |  | 2019-01-17 11:47:01 | 0 | Pcs | 90000 | 0000 | IDR | General | 0 | 0 | Material | N | N | N | ""
9315 | 720015-0000 | Trafo 3 Phase 25 KVA |  | 2014-12-03 09:10:48 | 0 | Ls | 30369900 | 0000 | IDR | General | 30369900 | 11683 | Material | N | N | N | ""
11240 | 211191-0000 | Trafo las 900 watt |  | 2019-01-18 15:54:11 | 0 | Unit | 2099099.1 | 0000 | IDR | General | 0 | 0 | Material | N | N | N | ""
10012 | 810019-0000 | Training Manajemen |  | 2015-10-07 10:42:40 | 0 | Ls | 7000000 | 0000 | IDR | General | 0 | 0 | Material | N | N | N | ""
10013 | 810020-0000 | Training Motivasi diri |  | 2015-10-07 10:44:01 | 0 | Ls | 10363636.5 | 0000 | IDR | General | 0 | 0 | Material | N | N | N | ""
10960 | 129323-0000 | Training Multiplexer & PLC |  | 2017-09-13 11:36:14 | 0 | Set | 19511000 | 0000 | IDR | General | 0 | 13262 | Material | N | N | N | ""
10952 | 323196-0000 | TRAINING SAS |  | 2017-09-12 15:17:21 | 0 | lot | 23852000 | 0000 | IDR | General | 0 | 0 | Material | N | N | N | ""
11803 | 611184-0000 | Traktor Angkut |  | 2021-06-11 21:29:13 | 0 | Unit | 0 | 0000 |  | General | 0 | 0 | Material | N | N | N | ""
10811 | 313293-0000 | TRANSFORMER BAY 150kV Circuit Breaker (CB) |  | 2017-08-04 09:27:53 | 0 | Set | 474252000 | 0000 | IDR | General | 0 | 0 | Material | N | N | N | ""
10840 | 111460-0000 | TRANSFORMER BAY 150kV CT Steel Support |  | 2017-08-04 10:35:37 | 0 | Set | 0 | 0000 |  | General | 0 | 0 | Material | N | N | N | ""
10829 | 313303-0000 | TRANSFORMER BAY 150kV Current Tranformer (CT) |  | 2017-08-04 10:00:23 | 0 | Set | 138298000 | 0000 | IDR | General | 0 | 0 | Material | N | N | N | ""
10827 | 111458-0000 | TRANSFORMER BAY 150kV DS Steel Support |  | 2017-08-04 09:56:53 | 0 | Set | 0 | 0000 |  | General | 0 | 0 | Material | N | N | N | ""
10841 | 111461-0000 | TRANSFORMER BAY 150kV LA Steel Support |  | 2017-08-04 10:36:27 | 0 | Set | 0 | 0000 |  | General | 0 | 0 | Material | N | N | N | ""
10830 | 313304-0000 | TRANSFORMER BAY 150kV Single phase Lightning Arrester |  | 2017-08-04 10:01:21 | 0 | Set | 30128000 | 0000 | IDR | General | 0 | 0 | Material | N | N | N | ""
10828 | 313302-0000 | TRANSFORMER BAY150kV Disconnecting Switch (DS) |  | 2017-08-04 09:59:39 | 0 | Set | 101932000 | 0000 | IDR | General | 0 | 0 | Material | N | N | N | ""
10839 | 111459-0000 | TRANSFORMER BAY150kV DS Steel Support |  | 2017-08-04 10:34:47 | 0 | Set | 0 | 0000 |  | General | 0 | 0 | Material | N | N | N | ""
12053 | 313552-0000 | Transformer 200 kVA |  | 2022-01-27 15:49:49 | 0 | Set | 137000000 | 0000 | IDR | General | 0 | 0 | Material | N | N | N | ""
12054 | 313553-0000 | Transformer 300 kVA |  | 2022-01-27 15:51:19 | 0 | Set | 205000000 | 0000 | IDR | General | 0 | 0 | Material | N | N | N | ""
10740 | 323177-0000 | Transformer Regulation Panel complete with AVR and other accessories |  | 2017-08-03 18:57:23 | 0 | Set | 0 | 0000 |  | General | 0 | 0 | Material | N | N | N | ""
8568 | 111210-0000 | Transmission line tower Type DD4 plus 6 |  | 2013-10-04 07:40:27 | 0 | Set | 0 | 0000 | IDR | General | 0 | 11132 | Material | N | N | N | ""
8565 | 111208-0000 | Transmission line tower Type BB4 plus 3 |  | 2013-10-04 00:17:42 | 0 | Set | 95000 | 0000 | IDR | General | 0 | 11132 | Material | N | N | N | ""
8567 | 111209-0000 | Transmission line tower Type CC4 plus 0 |  | 2013-10-04 00:20:57 | 0 | Set | 0 | 0000 | IDR | General | 0 | 11132 | Material | N | N | N | ""
8569 | 111211-0000 | Transmission line tower Type DDR4 plus 0 |  | 2013-10-04 07:41:22 | 0 | Set | 0 | 0000 | IDR | General | 0 | 11132 | Material | N | N | N | ""
8570 | 111212-0000 | Transmission line tower Type DDR4 plus 3 |  | 2013-10-04 07:42:23 | 0 | Set | 0 | 0000 | IDR | General | 0 | 11132 | Material | N | N | N | ""
9891 | 111344-0000 | Transmission Line Tower Type DDR6 Plus 9 |  | 2015-06-16 10:48:17 | 0 | Set | 16250 | 0000 | IDR | General | 0 | 0 | Material | N | N | N | ""
8587 | 111229-0000 | Transmission Line Tower Type DSP plus 3 |  | 2013-10-04 08:02:56 | 0 | Set | 0 | 0000 | IDR | General | 0 | 11132 | Material | N | N | N | ""
8571 | 111213-0000 | Transmission Line Tower Type EE4 plus 3 |  | 2013-10-04 07:43:16 | 0 | Set | 0 | 0000 | IDR | General | 0 | 11132 | Material | N | N | N | ""
8572 | 111214-0000 | Transmission Line Tower Type SSP1 plus 0 |  | 2013-10-04 07:44:07 | 0 | Set | 0 | 0000 | IDR | General | 0 | 11132 | Material | N | N | N | ""
8576 | 111218-0000 | Transmission Line Tower Type SSP1 plus 12 |  | 2013-10-04 07:53:46 | 0 | Set | 0 | 0000 | IDR | General | 0 | 11132 | Material | N | N | N | ""
8573 | 111215-0000 | Transmission Line Tower Type SSP1 plus 3 |  | 2013-10-04 07:45:46 | 0 | Set | 0 | 0000 | IDR | General | 0 | 11132 | Material | N | N | N | ""
8574 | 111216-0000 | Transmission Line Tower Type SSP1 plus 6 |  | 2013-10-04 07:46:38 | 0 | Set | 0 | 0000 | IDR | General | 0 | 11132 | Material | N | N | N | ""
8575 | 111217-0000 | Transmission Line Tower Type SSP1 plus 9 |  | 2013-10-04 07:52:59 | 0 | Set | 0 | 0000 | IDR | General | 0 | 11132 | Material | N | N | N | ""
8577 | 111219-0000 | Transmission Line Tower Type SSP5 plus 0 |  | 2013-10-04 07:54:44 | 0 | Set | 0 | 0000 | IDR | General | 0 | 11132 | Material | N | N | N | ""
8579 | 111221-0000 | Transmission Line Tower Type SSP5 plus 12 |  | 2013-10-04 07:56:14 | 0 | Set | 0 | 0000 | IDR | General | 0 | 11132 | Material | N | N | N | ""
8578 | 111220-0000 | Transmission Line Tower Type SSP5 plus 3 |  | 2013-10-04 07:55:27 | 0 | Set | 0 | 0000 | IDR | General | 0 | 11132 | Material | N | N | N | ""
8580 | 111222-0000 | Transmission Line Tower Type TSP15 plus 0 |  | 2013-10-04 07:57:01 | 0 | Set | 0 | 0000 | IDR | General | 0 | 11132 | Material | N | N | N | ""
8581 | 111223-0000 | Transmission Line Tower Type TSP15 plus 3 |  | 2013-10-04 07:58:09 | 0 | Set | 0 | 0000 | IDR | General | 0 | 11132 | Material | N | N | N | ""
8582 | 111224-0000 | Transmission Line Tower Type TSP15 plus 6 |  | 2013-10-04 07:58:55 | 0 | Set | 0 | 0000 | IDR | General | 0 | 11132 | Material | N | N | N | ""
8583 | 111225-0000 | Transmission Line Tower Type TSP30 plus 0 |  | 2013-10-04 07:59:59 | 0 | Set | 0 | 0000 | IDR | General | 0 | 11132 | Material | N | N | N | ""
8584 | 111226-0000 | Transmission Line Tower Type TSP30 plus 3 |  | 2013-10-04 08:00:41 | 0 | Set | 0 | 0000 | IDR | General | 0 | 11132 | Material | N | N | N | ""
8585 | 111227-0000 | Transmission Line Tower Type TSP30 plus 6 |  | 2013-10-04 08:01:25 | 0 | Set | 0 | 0000 | IDR | General | 0 | 11132 | Material | N | N | N | ""
8586 | 111228-0000 | Transmission Line Tower Type TSP60 plus 0 |  | 2013-10-04 08:02:14 | 0 | Set | 0 | 0000 | IDR | General | 0 | 11132 | Material | N | N | N | ""
8149 | 820004-0000 | Transport Material |  | 2013-07-04 10:39:57 | 0 | Ls | 1200000 | 0000 | IDR | General | 12000000 | 9982 | Material | N | N | N | ""
8522 | 720009-0000 | Transport Material China - Jakarta |  | 2013-10-01 16:19:19 | 0 | Rit | 33045830 | 0000 | IDR | General | 2152.54 | 11132 | Material | N | N | N | ""
9295 | 720014-0000 | Transportasi dan Operasional |  | 2014-06-05 11:22:06 | 0 | Ls | 2500000 | 0000 | IDR | General | 112000000 | 11513 | Material | N | N | N | ""
12342 | 720057-0000 | Transportasi Full Container Load Uk 20 Ft Jakarta - Pangkalan Bun |  | 2024-04-30 18:13:39 | 0 | Rit | 0 | 0000 |  | General | 0 | 0 | Material | N | N | N | ""
12397 | 720063-0000 | Transportasi Jabodetabek - Riau menggunakan Truk Fuso |  | 2024-05-24 09:20:37 | 0 | Rit | 0 | 0000 |  | General | 0 | 0 | Material | N | N | N | ""
12396 | 720062-0000 | Transportasi Jabodetabek - Riau menggunakan Truk Tronton |  | 2024-05-24 09:18:45 | 0 | Rit | 0 | 0000 |  | General | 0 | 0 | Material | N | N | N | ""
10641 | 720039-0000 | Transportasi Jack Hammer & Genset dari Palu - Jakarta |  | 2017-06-08 14:20:37 | 0 | Ls | 1500000 | 0000 | IDR | General | 0 | 0 | Material | N | N | N | ""
8782 | 720011-0000 | Transportasi Jakarta - Maba Halmahera |  | 2013-12-06 10:54:37 | 0 | Rit | 31524000 | 0000 | IDR | General | 31524000 | 11678 | Material | N | N | N | ""
11147 | 720047-0000 | Transportasi Jakarta - Medan menggunakan Truk Fuso |  | 2018-09-13 15:27:16 | 0 | Unit | 0 | 0000 |  | General | 0 | 0 | Material | N | N | N | ""
11148 | 720048-0000 | Transportasi Jakarta - Medan menggunakan Truk Trailler |  | 2018-09-13 15:28:32 | 0 | Unit | 0 | 0000 |  | General | 0 | 0 | Material | N | N | N | ""
11146 | 720046-0000 | Transportasi Jakarta - Medan menggunakan Truk Tronton |  | 2018-09-13 15:25:27 | 0 | Unit | 36000000 | 0000 | IDR | General | 0 | 0 | Material | N | N | N | ""
8781 | 720010-0000 | Transportasi Jakarta - Sofifi Halmahera |  | 2014-12-23 11:00:35 | 0 | M3 | 1500000 | 0000 | IDR | General | 1819675 | 11678 | Material | N | N | N | ""
9335 | 720016-0000 | Transportasi Material Container 20 Feet Jakarta - Borong (Ruteng) |  | 2014-06-16 13:34:30 | 0 | Rit | 32000000 | 0000 | IDR | General | 32000000 | 11841 | Material | N | N | N | ""
9337 | 720018-0000 | Transportasi Material Container 20 Feet Jakarta - Waikabubak |  | 2014-06-16 13:35:48 | 0 | Rit | 0 | 0000 | IDR | General | 0 | 11841 | Material | N | N | N | ""
9336 | 720017-0000 | Transportasi Material Container 20 Feet Jakarta - Waingapu |  | 2014-06-16 13:35:11 | 0 | Rit | 0 | 0000 | IDR | General | 0 | 11841 | Material | N | N | N | ""
9361 | 720019-0000 | Transportasi Material Container 40 Feet Jakarta - Borong (Ruteng) |  | 2014-07-14 11:16:19 | 0 | Rit | 0 | 0000 | IDR | General | 0 | 11869 | Material | N | N | N | ""
8174 | 720001-0000 | Transportasi material container Jakarta - Toli Toli 20feet |  | 2013-07-10 14:19:16 | 0 | Rit | 35000000 | 0000 | IDR | General | 35000000 | 9982 | Material | N | N | N | ""
8175 | 720002-0000 | Transportasi material container Jakarta - Toli Toli 40feet |  | 2013-07-10 14:20:00 | 0 | Rit | 0 | 0000 | IDR | General | 0 | 9982 | Material | N | N | N | ""
9880 | 720031-0000 | Transportasi Material Jakarta - Tasikmalaya |  | 2015-06-10 15:41:39 | 0 | Ls | 6250000 | 0000 | IDR | General | 0 | 0 | Material | N | N | N | ""
9366 | 720021-0000 | Transportasi Material Jakarta - Waikabubak |  | 2014-07-23 14:22:13 | 0 | M3 | 1000000 | 0000 | IDR | General | 1000000 | 11601 | Material | N | N | N | ""
9365 | 720020-0000 | Transportasi Material Jakarta - Waingapu |  | 2014-07-23 14:21:12 | 0 | M3 | 993937.59 | 0000 | IDR | General | 1282064 | 11601 | Material | N | N | N | ""
9518 | 720024-0000 | Transportasi Material Jakarta ke Kupang |  | 2014-10-28 10:57:00 | 0 | M3 | 0 | 0000 | IDR | General | 0 | 12168 | Material | N | N | N | ""
9514 | 720023-0000 | Transportasi material Jakarta-Halmahera |  | 2014-10-27 14:56:00 | 0 | M3 | 1500000 | 0000 | IDR | General | 1500000 | 12168 | Material | N | N | N | ""
9519 | 720025-0000 | Transportasi Material Maumere ke Kupang |  | 2014-10-28 10:59:24 | 0 | Rit | 0 | 0000 | IDR | General | 0 | 12168 | Material | N | N | N | ""
12594 | 720089-0000 | Transportasi material menggunakan Dumptruck Standart Index 8 |  | 2025-02-19 17:54:08 | 0 | m3/100m | 342.4 | 0000 | IDR | General | 0 | 0 | Material | N | N | N | ""
12698 | 720117-0000 | Transportasi material menggunakan Dumptruck Standart Index 8 |  | 2025-07-29 17:23:11 | 0 | Day | 969388 | 0000 | IDR | General | 0 | 0 | Material | N | N | N | ""
11980 | 720052-0000 | Transportasi Menggunakan Mobil Trailer |  | 2021-12-05 19:43:57 | 0 | Kg | 60 | 0000 | IDR | General | 0 | 0 | Material | N | N | N | ""
12457 | 720066-0000 | Transportasi Menggunakan Truck Trailer |  | 2024-09-22 12:35:07 | 0 | Rit | 4750000 | 0000 | IDR | General | 0 | 0 | Material | N | N | N | ""
12456 | 720065-0000 | Transportasi Menggunakan Truck Tronton |  | 2024-09-22 11:51:07 | 0 | pkm | 0 | 0000 |  | General | 0 | 0 | Material | N | N | N | ""
12458 | 720067-0000 | Transportasi Menggunakan Truck Tronton |  | 2024-09-22 12:36:47 | 0 | Rit | 0 | 0000 |  | General | 0 | 0 | Material | N | N | N | ""
12455 | 720064-0000 | Transportasi Menggunakan Truk Trailer |  | 2024-09-22 11:45:51 | 0 | pkm | 0 | 0000 |  | General | 0 | 0 | Material | N | N | N | ""
11144 | 720044-0000 | Transportasi Surabaya - Medan menggunakan Truk Fuso |  | 2018-09-13 15:22:31 | 0 | Unit | 0 | 0000 |  | General | 0 | 0 | Material | N | N | N | ""
11145 | 720045-0000 | Transportasi Surabaya - Medan menggunakan Truk Trailler |  | 2018-09-13 15:24:14 | 0 | Unit | 0 | 0000 |  | General | 0 | 0 | Material | N | N | N | ""
10062 | 720034-0000 | Transportasi Waingapu - Subaim |  | 2015-11-19 12:13:44 | 0 | Rit | 54687500 | 0000 | IDR | General | 0 | 0 | Material | N | N | N | ""
9770 | 720030-0000 | Transportation |  | 2015-02-03 14:27:45 | 0 | Ls | 850000 | 0000 | IDR | General | 12187500 | 12502 | Material | N | N | N | ""
8369 | 720006-0000 | Transporter container 40 feet Jakarta - Banjar Baru |  | 2013-08-19 16:27:16 | 0 | Rit | 0 | 0000 | IDR | General | 0 | 10301 | Material | N | N | N | ""
8368 | 720005-0000 | Transporter container 40 feet Jakarta - Palangkaraya |  | 2013-08-19 16:26:34 | 0 | Rit | 0 | 0000 | IDR | General | 0 | 10301 | Material | N | N | N | ""
8367 | 720004-0000 | Transporter container 40 feet Jakarta - Tarakan |  | 2013-08-19 16:25:27 | 0 | Rit | 0 | 0000 | IDR | General | 0 | 10301 | Material | N | N | N | ""
8446 | 720008-0000 | Transporter Fuso Jakarta - Medan |  | 2013-09-06 09:19:06 | 0 | Rit | 36000000 | 0000 | IDR | General | 0 | 10863 | Material | N | N | N | ""
8370 | 720007-0000 | Transporter Tronton Jakarta - sukabumi |  | 2013-08-19 16:28:09 | 0 | Rit | 0 | 0000 | IDR | General | 0 | 10301 | Material | N | N | N | ""
11968 | 611247-0000 | Trash Pump Uk. 3 Inch |  | 2021-10-31 08:56:20 | 0 | Unit | 4545455 | 0000 | IDR | General | 0 | 0 | Material | N | N | N | ""
8150 | 820005-0000 | Travel & Fares/Business Trip |  | 2013-07-04 10:41:04 | 0 | Ls | 28000 | 0000 | IDR | General | 2574900 | 9982 | Material | N | N | N | ""
8384 | 820015-0000 | Traveling |  | 2013-08-20 11:36:24 | 0 | Ls | 4506700 | 0000 | IDR | General | 752000 | 10301 | Material | N | N | N | ""
11526 | 313495-0000 | Triangle Yoke Plat 120kN |  | 2019-09-23 21:05:14 | 0 | Pcs | 310834 | 0000 | IDR | General | 0 | 0 | Material | N | N | N | ""
11525 | 313494-0000 | Triangle Yoke Plat 210kN |  | 2019-09-23 21:04:55 | 0 | Pcs | 406278 | 0000 | IDR | General | 0 | 0 | Material | N | N | N | ""
11946 | 611234-0000 | Triangular Yoke Plate 120 kN |  | 2021-10-15 18:48:11 | 0 | Pcs | 410000 | 0000 | IDR | General | 0 | 0 | Material | N | N | N | ""
9944 | 413147-0000 | Tri-Band Combiner (Triplexer) GSM-UMTS-WiMax |  | 2018-12-28 10:27:58 | 0 | Pcs | 5500000 | 0000 | IDR | General | 5500000 | 14552 | Material | N | N | N | ""
12774 | 313801-0000 | Trip Circuit Supervision Relay |  | 2025-11-08 17:22:09 | 0 | Unit | 0 | 0000 |  | General | 0 | 0 | Material | N | N | N | ""
11467 | 111529-0000 | Tripek 3mm |  | 2019-08-21 20:51:57 | 0 | Lbr | 170000 | 0000 | IDR | General | 0 | 0 | Material | N | N | N | ""
7417 | 410068-PACI | Triple Band Combiner, CH1=900Mhz,CH2=1800Mhz,CH3=2100MHz |  | 2016-02-09 15:32:44 | 0 | Pcs | 390 | Pacif | USD |  | 400 | 13820 |  | N | N | N
11902 | 211379-0000 | Triple Eye Adaptor |  | 2021-09-23 21:16:37 | 0 | Pcs | 640224 | 0000 | IDR | General | 0 | 0 | Material | N | N | N | ""
11943 | 611231-0000 | Triple Helix Anchor |  | 2021-10-15 18:42:03 | 0 | Pcs | 383700 | 0000 | IDR | General | 0 | 0 | Material | N | N | N | ""
9472 | 111303-0000 | Triplex 9mm |  | 2014-09-11 16:15:13 | 0 | Lbr | 170000 | 0000 | IDR | General | 115000 | 11696 | Material | N | N | N | ""
11618 | 211305-0000 | Tripod |  | 2020-04-07 19:54:26 | 0 | Pcs | 803500 | 0000 | IDR | General | 0 | 0 | Material | N | N | N | ""
8769 | 810003-0000 | Trolly ukuran 150 Kg |  | 2013-11-19 09:15:53 | 0 | Pcs | 0 | 0000 | IDR | General | 0 | 11116 | Material | N | N | N | ""
10419 | 211104-0000 | Trunion Suspension Clamp for ACSR 240/40 (T102) |  | 2016-11-23 14:30:11 | 0 | Set | 352863 | 0000 | IDR | General | 0 | 0 | Material | N | N | N | ""
12134 | 313571-0000 | Trunnion Suspension Clamp Clevis With Counter Weight For Cond 27.0-36.0 |  | 2022-08-07 22:13:06 | 0 | Set | 2548750 | 0000 | IDR | General | 0 | 0 | Material | N | N | N | ""
12443 | 313656-0000 | T-terminal Clamp Connector 2 x AAC Lupine 1267 Sqmm to Stud dia.60 mm |  | 2024-08-29 10:15:57 | 0 | Set | 1347675 | 0000 | IDR | General | 0 | 0 | Material | N | N | N | ""
10054 | 313199-0000 | T-terminal conector for CVT. TAL 850 sqm to 4-dia. 14 holes flat, cc 45, pad 100x100x20T |  | 2015-11-19 11:15:08 | 0 | Pcs | 708500 | 0000 | IDR | General | 0 | 13648 | Material | N | N | N | ""
10056 | 313201-0000 | T-terminal conector for LA. TAL 850 sqm to 4-dia. 14 holes flat, cc 44.5, pad 100x100x20T |  | 2015-11-19 11:18:26 | 0 | Pcs | 691595 | 0000 | IDR | General | 0 | 13648 | Material | N | N | N | ""
10055 | 313200-0000 | T-terminal conector for LINE TRAP. TAL 850 sqm to 4-dia. 14 holes flat, cc 45 |  | 2015-11-19 11:17:20 | 0 | Pcs | 35.29 | 0000 | USD | General | 0 | 13648 | Material | N | N | N | ""
11264 | 211214-0000 | T-terminal connector for 1xAAAC 300SQmm to stud D40x80mm w/ Al-Cu Bi-metal sleeve |  | 2019-02-11 14:09:31 | 0 | Pcs | 810000 | 0000 | IDR | General | 0 | 14049 | Material | N | N | N | ""
11248 | 211198-0000 | T-terminal connector for 1xAAAC 630SQmm to 4-D 14.5 holes flat |  | 2019-02-11 13:44:47 | 0 | Pcs | 26626 | 0000 | KRW | General | 0 | 14049 | Material | N | N | N | ""
12389 | 313635-0000 | T-terminal connector for 1xAAC 1267 sqmm to 4-dia 14 holes flat - cc 50, pad 100x100x20 |  | 2024-05-23 10:01:07 | 0 | Pcs | 843200 | 0000 | IDR | General | 0 | 0 | Material | N | N | N | ""
12830 | 313828-0000 | T-terminal connector for 1xTAL 660SQmm to stud dia 30mm |  | 2025-12-07 11:32:50 | 0 | Pcs | 0 | 0000 |  | General | 0 | 0 | Material | N | N | N | ""
12814 | 313812-0000 | T-terminal connector for 2xTAL 660SQmm |  | 2025-12-07 09:29:27 | 0 | Pcs | 1399500 | 0000 | IDR | General | 0 | 0 | Material | N | N | N | ""
11107 | 313424-0000 | T-terminal connector for 2xTAL 660SQmm to 6-dia 16 holes flat, cc 45, pad 120x160x20T |  | 2018-05-14 11:23:53 | 0 | Pcs | 53.46 | 0000 | USD | General | 0 | 0 | Material | N | N | N | ""
11105 | 313422-0000 | T-terminal connector for 2xTAL 660SQmm to stud dia 40x120mm |  | 2018-05-14 11:18:55 | 0 | Pcs | 0 | 0000 |  | General | 0 | 0 | Material | N | N | N | ""
11111 | 313428-0000 | T-terminal connector for 2xTAL 660SQmm to stud dia 50x120mm |  | 2018-05-14 16:56:02 | 0 | Pcs | 64.26 | 0000 | USD | General | 0 | 0 | Material | N | N | N | ""
10966 | 313355-0000 | T-terminal connector for 2xTAL 660SQmm to stud dia 60x120mm |  | 2017-09-26 11:45:48 | 0 | Pcs | 64.26 | 0000 | USD | General | 0 | 13226 | Material | N | N | N | ""
10972 | 313361-0000 | T-terminal connector for TAL 850SQmm to 4-dia 14 holes flat - cc 44,5, pad 100x100x15T |  | 2017-09-26 11:44:59 | 0 | Pcs | 407038.5 | 0000 | IDR | General | 0 | 13226 | Material | N | N | N | ""
11113 | 313430-0000 | T-terminal connector for TAL 850SQmm to stud dia 40x120mm |  | 2018-05-15 10:44:01 | 0 | Pcs | 920500 | 0000 | IDR | General | 0 | 0 | Material | N | N | N | ""
11112 | 313429-0000 | T-terminal connector for TAL 850SQmm to stud dia 50x120mm |  | 2018-05-15 10:12:26 | 0 | Pcs | 47.79 | 0000 | USD | General | 0 | 0 | Material | N | N | N | ""
10965 | 313354-0000 | T-terminal connector for TAL 850SQmm to stud dia 60x120mm |  | 2017-09-26 11:46:09 | 0 | Pcs | 47.79 | 0000 | USD | General | 0 | 13262 | Material | N | N | N | ""
10967 | 313356-0000 | T-terminal connector for Trafo TAL 850SQmm to stud dia 30x120mm |  | 2017-09-26 11:45:27 | 0 | Pcs | 35.91 | 0000 | USD | General | 0 | 13226 | Material | N | N | N | ""
11266 | 211216-0000 | T-terminal connector for Transformer. 1xAAAC 300SQmm to stud D30x80mm |  | 2019-02-11 14:11:40 | 0 | Pcs | 21.98 | 0000 | USD | General | 0 | 14049 | Material | N | N | N | ""
11252 | 211202-0000 | T-terminal connector for. 1xAAAC 630SQmm to stud D40x80mm w/ Al-Cu Bi-metal sleeve |  | 2019-02-11 13:49:40 | 0 | Pcs | 33566 | 0000 | KRW | General | 0 | 0 | Material | N | N | N | ""
12442 | 313655-0000 | T-terminal Straight Clamp Connector 2 x AAC Lupine 1267 Sqmm to Stud dia.60 mm |  | 2024-08-29 10:02:58 | 0 | Set | 0 | 0000 |  | General | 0 | 0 | Material | N | N | N | ""
11941 | 611229-0000 | Turn Buckle 210 kN |  | 2021-10-15 18:39:25 | 0 | Pcs | 968000 | 0000 | IDR | General | 0 | 0 | Material | N | N | N | ""
12093 | 611300-0000 | Turn buckle 24 mm |  | 2022-04-25 16:25:49 | 0 | Pcs | 119455 | 0000 | IDR | General | 0 | 0 | Material | N | N | N | ""
10501 | 610017-TSE0 | turn buckle 5T |  | 2016-12-21 23:54:54 | 0 | Pcs | 810600 | TSE0 | IDR | TSE | 0 | 0 | Material | N | N | N | ""
10488 | 610014-DNFG | turn buckle 5T |  | 2016-12-21 21:52:52 | 0 | Pcs | 1100000 | DNFG | IDR | Dong Fang | 0 | 0 | Material | N | N | N | ""
11883 | 211361-0000 | Turn Buckle Eye 35 KIP 7/8x12 |  | 2021-09-23 20:24:01 | 0 | Pcs | 968000 | 0000 | IDR | General | 0 | 0 | Material | N | N | N | ""
9898 | 211093-0000 | tutup tanki BBM excavator Komatsu PC-75 |  | 2015-06-17 13:45:21 | 0 | Pcs | 0 | 0000 |  | General | 0 | 0 | Material | N | N | N | ""
11572 | 611164-0000 | TV |  | 2020-01-23 10:00:28 | 0 | Pcs | 4773874 | 0000 | IDR | General | 0 | 0 | Material | N | N | N | ""
11605 | 313505-0000 | TV Layar LED 32 Inch |  | 2020-04-07 18:17:10 | 0 | Pcs | 2097297.3 | 0000 | IDR | General | 0 | 0 | Material | N | N | N | ""
10579 | 313277-0000 | Twelve twin line conductors TACSR/AS 410/67 mm2 |  | 2017-03-27 18:46:16 | 0 | Km | 0 | 0000 |  | General | 0 | 0 | Material | N | N | N | ""
11517 | 313486-0000 | Twin Rigid Spacer Jumper |  | 2019-09-23 20:58:39 | 0 | Pcs | 347838 | 0000 | IDR | General | 0 | 0 | Material | N | N | N | ""
11530 | 313499-0000 | Twisted Ball Eye 20mm |  | 2019-09-23 21:15:22 | 0 | Pcs | 92638 | 0000 | IDR | General | 0 | 0 | Material | N | N | N | ""
11516 | 313485-0000 | Twisted Bow Shackle 210kN |  | 2019-09-23 20:58:03 | 0 | Pcs | 205691 | 0000 | IDR | General | 0 | 0 | Material | N | N | N | ""
12135 | 313572-0000 | Twisted Clevis Tounge |  | 2022-08-07 22:17:15 | 0 | Pcs | 165000 | 0000 | IDR | General | 0 | 0 | Material | N | N | N | ""
10438 | 211118-0000 | Twisted Connector |  | 2016-11-29 09:37:42 | 0 | Pcs | 0 | 0000 |  | General | 0 | 0 | Material | N | N | N | ""
10434 | 211114-0000 | Twisted Double Clevis |  | 2016-11-29 09:34:11 | 0 | Pcs | 100000 | 0000 | IDR | General | 0 | 0 | Material | N | N | N | ""
11519 | 313488-0000 | Twisted Eye Tongue |  | 2019-09-23 20:59:58 | 0 | Pcs | 52061 | 0000 | IDR | General | 0 | 0 | Material | N | N | N | ""
11723 | 413211-0000 | Twisted Pair cable - 2 pair x 0,6 mm |  | 2021-01-11 15:39:33 | 0 | Mtr | 15000 | 0000 | IDR | General | 0 | 0 | Material | N | N | N | ""
10164 | 611050-0000 | Two/Three Bundle Conductor Pulley |  | 2016-03-03 09:13:02 | 0 | Set | 0 | 0000 |  | General | 0 | 0 | Material | N | N | N | ""
10675 | 111425-0000 | Type 4AA11 plus 0 Tower (Standard Height) |  | 2017-07-27 18:50:33 | 0 | Kg | 0 | 0000 |  | General | 0 | 0 | Material | N | N | N | ""
10676 | 111426-0000 | Type 4AA11 Plus 3 Tower |  | 2017-07-27 18:51:43 | 0 | Kg | 0 | 0000 |  | General | 0 | 0 | Material | N | N | N | ""
10677 | 111427-0000 | Type 4AA11 Plus 6 Tower |  | 2017-07-27 18:52:26 | 0 | Kg | 0 | 0000 |  | General | 0 | 0 | Material | N | N | N | ""
10678 | 111428-0000 | Type 4BB11 Plus 6 Tower |  | 2017-07-27 18:59:26 | 0 | Kg | 0 | 0000 |  | General | 0 | 13319 | Material | N | N | N | ""
10679 | 111429-0000 | Type 4BB11 Plus 9 Tower |  | 2017-07-27 18:57:47 | 0 | Kg | 0 | 0000 |  | General | 0 | 0 | Material | N | N | N | ""
10680 | 111430-0000 | Type 4CC11 Plus 0 Tower |  | 2017-07-27 19:00:24 | 0 | Kg | 0 | 0000 |  | General | 0 | 0 | Material | N | N | N | ""
10683 | 111433-0000 | Type 4CC11 Plus 12 Tower |  | 2017-07-27 19:03:34 | 0 | Kg | 0 | 0000 |  | General | 0 | 0 | Material | N | N | N | ""
10681 | 111431-0000 | Type 4CC11 Plus 3 Tower |  | 2017-07-27 19:01:54 | 0 | Kg | 0 | 0000 |  | General | 0 | 0 | Material | N | N | N | ""
10682 | 111432-0000 | Type 4CC11 Plus 9 Tower |  | 2017-07-27 19:02:43 | 0 | Kg | 0 | 0000 |  | General | 0 | 0 | Material | N | N | N | ""
10684 | 111434-0000 | Type 4DD11 Min 3 Tower |  | 2017-07-27 19:04:36 | 0 | Kg | 0 | 0000 |  | General | 0 | 0 | Material | N | N | N | ""
10685 | 111435-0000 | Type 4DD11 Plus 0 Tower |  | 2017-07-27 19:05:01 | 0 | Kg | 0 | 0000 |  | General | 0 | 0 | Material | N | N | N | ""
10689 | 111439-0000 | Type 4DD11 Plus 12 Tower |  | 2017-07-27 19:07:32 | 0 | Kg | 0 | 0000 |  | General | 0 | 0 | Material | N | N | N | ""
10686 | 111436-0000 | Type 4DD11 Plus 3 Tower |  | 2017-07-27 19:05:44 | 0 | Kg | 0 | 0000 |  | General | 0 | 0 | Material | N | N | N | ""
10687 | 111437-0000 | Type 4DD11 Plus 6 Tower |  | 2017-07-27 19:06:20 | 0 | Kg | 0 | 0000 |  | General | 0 | 0 | Material | N | N | N | ""
10688 | 111438-0000 | Type 4DD11 Plus 9 Tower |  | 2017-07-27 19:06:57 | 0 | Kg | 0 | 0000 |  | General | 0 | 0 | Material | N | N | N | ""
10690 | 111440-0000 | Type 4DDR11 Min 3 Tower |  | 2017-07-27 19:08:28 | 0 | Kg | 0 | 0000 |  | General | 0 | 0 | Material | N | N | N | ""
10691 | 111441-0000 | Type 4DDR11 Plus 0 Tower |  | 2017-07-27 19:09:04 | 0 | Kg | 0 | 0000 |  | General | 0 | 0 | Material | N | N | N | ""
10692 | 111442-0000 | Type 4EE11 Min 3 Tower |  | 2017-07-27 19:10:00 | 0 | Kg | 0 | 0000 |  | General | 0 | 0 | Material | N | N | N | ""
10693 | 111443-0000 | Type 4EE11 Plus 6 Tower |  | 2017-07-27 19:10:37 | 0 | Kg | 0 | 0000 |  | General | 0 | 0 | Material | N | N | N | ""
10694 | 111444-0000 | Type 4EE11 Plus 9 Tower |  | 2017-07-27 19:11:05 | 0 | Kg | 0 | 0000 |  | General | 0 | 0 | Material | N | N | N | ""
10924 | 129310-0000 | Type AA plus 12 - Kelas 6 (Concrete Pile) 12 m 4 Pile |  | 2017-08-08 11:13:56 | 0 | Ls | 0 | 0000 |  | General | 0 | 0 | Material | N | N | N | ""
10925 | 129311-0000 | Type AA plus 12 - Kelas 6 (Concrete Pile) 14 m 4 Pile |  | 2017-08-08 11:14:46 | 0 | Ls | 0 | 0000 |  | General | 0 | 0 | Material | N | N | N | ""
10923 | 129309-0000 | Type AA plus 12 - Kelas 3W (Concrete Pad dan Chimney) |  | 2017-08-08 11:13:02 | 0 | Ls | 0 | 0000 |  | General | 0 | 0 | Material | N | N | N | ""
10926 | 129312-0000 | Type AA plus 15 - Kelas 6 (Concrete Pile) 14 m 4 Pile (Pondasi) |  | 2017-08-08 11:15:52 | 0 | Ls | 0 | 0000 |  | General | 0 | 0 | Material | N | N | N | ""
10927 | 129313-0000 | Type AA plus 15 - Kelas 6 (Concrete Pile) 18 m 4 Pile (Pondasi) |  | 2017-08-08 11:16:37 | 0 | Ls | 0 | 0000 |  | General | 0 | 0 | Material | N | N | N | ""
10919 | 129305-0000 | Type AA plus 6 - Kelas 6 (Concrete Pile) 6 m 4 Pile (Pondasi) |  | 2017-08-08 11:09:40 | 0 | Ls | 0 | 0000 |  | General | 0 | 0 | Material | N | N | N | ""
10921 | 129307-0000 | Type AA plus 9 - Kelas 6 (Concrete Pile) 6 m 4 Pile (Pondasi) |  | 2017-08-08 11:11:22 | 0 | Ls | 0 | 0000 |  | General | 0 | 0 | Material | N | N | N | ""
10922 | 129308-0000 | Type AA plus 9 - Kelas 6 (Concrete Pile) 8 m 4 Pile (Pondasi) |  | 2017-08-08 11:12:09 | 0 | Ls | 0 | 0000 |  | General | 0 | 0 | Material | N | N | N | ""
10932 | 129317-0000 | Type AA6 - Kelas 6 (Concrete Pile) 12 m 4 Pile |  | 2017-08-09 20:42:07 | 0 | Ls | 0 | 0000 |  | General | 0 | 0 | Material | N | N | N | ""
10933 | 129318-0000 | Type AA6 - Kelas 6 (Concrete Pile) 18 m 4 Pile |  | 2017-08-09 20:43:24 | 0 | Ls | 0 | 0000 |  | General | 0 | 0 | Material | N | N | N | ""
10934 | 129319-0000 | Type AA9 - Kelas 6 (Concrete Pile) 12 m 4 Pile |  | 2017-08-09 20:45:28 | 0 | Ls | 0 | 0000 |  | General | 0 | 0 | Material | N | N | N | ""
10920 | 129306-0000 | Type AAplus 6 - Kelas 6 (Concrete Pile) 16 m 4 Pile (Pondasi) |  | 2017-08-08 11:10:32 | 0 | Ls | 0 | 0000 |  | General | 0 | 0 | Material | N | N | N | ""
10929 | 129315-0000 | Type BB plus 12 - Kelas 6 (Concrete Pile) 12 m 4 Pile (Pondasi) |  | 2017-08-08 11:18:12 | 0 | Ls | 0 | 0000 |  | General | 0 | 0 | Material | N | N | N | ""
10928 | 129314-0000 | Type BB plus 9 - Kelas 6 (Concrete Pile) 10 m 4 Pile (Pondasi) |  | 2017-08-08 11:17:24 | 0 | Ls | 0 | 0000 |  | General | 0 | 0 | Material | N | N | N | ""
10930 | 129316-0000 | Type DDR plus 6 - Kelas 6 (Concrete Pile) 12 m 4 Pile (Pondasi) |  | 2017-08-08 11:18:56 | 0 | Ls | 0 | 0000 |  | General | 0 | 0 | Material | N | N | N | ""
12170 | 211442-0000 | U Bolt & Nut M16 70x145x80 120Kn |  | 2022-10-06 17:27:31 | 0 | Pcs | 357000 | 0000 | IDR | General | 0 | 0 | Material | N | N | N | ""
12167 | 611307-0000 | U Bolt & Nut M16x70x145 120Kn |  | 2022-10-06 17:08:17 | 0 | Pcs | 0 | 0000 |  | General | 0 | 0 | Material | N | N | N | ""
12090 | 211415-0000 | U Bolt & Nut M20 85x145x80 |  | 2022-04-07 12:15:47 | 0 | Pcs | 436000 | 0000 | IDR | General | 0 | 0 | Material | N | N | N | ""
11690 | 211315-0000 | U Bolt & Nut M20x90x155 |  | 2020-10-13 12:17:21 | 0 | Pcs | 170000 | 0000 | IDR | General | 0 | 0 | Material | N | N | N | ""
11748 | 111588-0000 | U bolt 3 inch |  | 2021-01-26 10:48:45 | 0 | Pcs | 5000 | 0000 | IDR | General | 0 | 0 | Material | N | N | N | ""
12395 | 211471-0000 | U-Bolt for M20x60x180 |  | 2024-05-23 11:10:38 | 0 | Pcs | 0 | 0000 |  | General | 0 | 0 | Material | N | N | N | ""
10057 | 313202-0000 | U-Bolt for M20x70x180 |  | 2015-11-19 11:19:17 | 0 | Pcs | 456000 | 0000 | IDR | General | 0 | 13648 | Material | N | N | N | ""
12684 | 221063-0000 | Uji Bending Pada Besi |  | 2025-07-15 09:59:10 | 0 | Pcs | 400000 | 0000 | IDR | General | 0 | 0 | Material | N | N | N | ""
10727 | 129233-0000 | Uji Petik Sondir |  | 2017-08-03 18:43:27 | 0 | Set | 1000000 | 0000 | IDR | General | 0 | 0 | Material | N | N | N | ""
12476 | 129463-0000 | Uji Sand Cone |  | 2024-10-30 10:18:29 | 0 | Ttk | 1500000 | 0000 | IDR | General | 0 | 0 | Material | N | N | N | ""
10991 | 129326-0000 | uji tarik besi |  | 2017-09-22 16:51:25 | 0 | Ls | 400000 | 0000 | IDR | General | 0 | 0 | Material | N | N | N | ""
11814 | 211332-0000 | Uji Tekuk Besi |  | 2021-07-14 16:06:13 | 0 | Ls | 100000 | 0000 | IDR | General | 0 | 0 | Material | N | N | N | ""
12379 | 323223-0000 | Uji Thermovisi |  | 2024-05-20 12:49:46 | 0 | Ls | 0 | 0000 |  | General | 0 | 0 | Material | N | N | N | ""
10639 | 210001-UNBR | UNIBOR HSS Cutter M2 26 x 30 mm |  | 2017-06-07 08:49:29 | 0 | ea | 7500 | UNBR | IDR | UNIBOR | 0 | 0 | Material | N | N | N | ""
10640 | 210002-UNBR | UNIBOR Pilot Pin S 30mm |  | 2017-06-07 08:51:19 | 0 | ea | 89876.8 | UNBR | IDR | UNIBOR | 0 | 0 | Material | N | N | N | ""
9383 | 313074-0000 | Unsymmetrical Vee Suspension 120 kN ACSR 240/40 mm |  | 2014-08-07 18:22:51 | 0 | Set | 1778280.3 | 0000 | IDR | General | 292.27 | 11666 | Material | N | N | N | ""
9111 | 129085-0000 | Upah Pekerja untuk material selain material utama |  | 2014-03-14 16:29:31 | 0 | Ls | 95416.67 | 0000 | IDR | General | 1192180381 | 11633 | Material | N | N | N | ""
9109 | 129084-0000 | Upah Pekerjaan Material Utama |  | 2014-03-14 16:28:24 | 0 | Ls | 145000 | 0000 | IDR | General | 0 | 11633 | Material | N | N | N | ""
10998 | 129327-0000 | Upah Pekerjaan Pondasi |  | 2017-10-06 15:39:10 | 0 | Ls | 500000 | 0000 | IDR | General | 0 | 0 | Material | N | N | N | ""
10348 | 129173-0000 | Upah Pekerjaan Pondasi Aa2 class 5 |  | 2016-10-04 15:19:11 | 0 | Unit | 0 | 0000 |  | General | 0 | 13103 | Material | N | N | N | ""
10357 | 129176-0000 | Upah Pekerjaan Pondasi Type Aa2 Class 1 |  | 2016-10-04 15:20:19 | 0 | Unit | 0 | 0000 |  | General | 0 | 13103 | Material | N | N | N | ""
10360 | 129177-0000 | Upah Pekerjaan Pondasi Type Aa2 class 1 |  | 2016-10-04 15:20:41 | 0 | Unit | 0 | 0000 |  | General | 0 | 13103 | Material | N | N | N | ""
10363 | 129178-0000 | Upah Pekerjaan Pondasi Type Aa2 class 4 |  | 2016-10-04 15:21:04 | 0 | Unit | 0 | 0000 |  | General | 0 | 13103 | Material | N | N | N | ""
10366 | 129179-0000 | Upah Pekerjaan pondasi type Bb2 class 1 |  | 2016-10-04 15:21:29 | 0 | Unit | 0 | 0000 |  | General | 0 | 13103 | Material | N | N | N | ""
10354 | 129175-0000 | Upah Pekerjaan pondasi Type Cc2 class 3 |  | 2016-10-04 15:19:56 | 0 | Unit | 33633600 | 0000 | IDR | General | 0 | 13103 | Material | N | N | N | ""
10351 | 129174-0000 | Upah Pekerjaan Pondasi Type Cc2 class 5 |  | 2016-10-04 15:19:34 | 0 | Unit | 0 | 0000 |  | General | 0 | 13103 | Material | N | N | N | ""
9322 | 313073-0000 | UPS 5 KVA |  | 2014-06-12 17:53:15 | 0 | Pcs | 0 | 0000 | IDR | General | 0 | 11683 | Material | N | N | N | ""
10514 | 810034-0000 | USB Flashdisk 8 GB |  | 2017-01-24 09:33:42 | 0 | Pcs | 80000 | 0000 | IDR | General | 0 | 0 | Material | N | N | N | ""
10195 | 413175-0000 | UTP Cable Cat 6 |  | 2016-07-01 13:44:43 | 0 | Mtr | 8000 | 0000 | IDR | General | 6105 | 13120 | Material | N | N | N | ""
10131 | 424141-0000 | UTP Cat 5 Cable |  | 2016-02-02 13:55:38 | 0 | Mtr | 3000 | 0000 | IDR | General | 0 | 13883 | Material | N | N | N | ""
10625 | 410004-KOBE | VA32G8739360 ECU, Spare Q-Rank6 |  | 2017-06-02 14:05:15 | 0 | Pcs | 25330000 | KOBE | IDR | KOBELCO | 0 | 0 | Material | N | N | N | ""
12012 | 611276-0000 | Vanbelt Tipe B 52 |  | 2022-01-09 12:07:15 | 0 | Pcs | 46540 | 0000 | IDR | General | 0 | 0 | Material | N | N | N | ""
12011 | 611275-0000 | Vanbelt tipe B 80 |  | 2022-01-09 12:06:10 | 0 | Pcs | 61600 | 0000 | IDR | General | 0 | 0 | Material | N | N | N | ""
10087 | 720035-0000 | Vehicle Rent |  | 2016-03-03 08:34:42 | 0 | Day | 700000 | 0000 | IDR | General | 0 | 13407 | Material | N | N | N | ""
8182 | 820008-0000 | Vehicle Rent |  | 2013-07-11 10:27:31 | 0 | Mth | 15000000 | 0000 | IDR | General | 6250000 | 9982 | Material | N | N | N | ""
11342 | 810083-0000 | Velbed Alumunium |  | 2019-03-28 14:21:43 | 0 | Pcs | 580000 | 0000 | IDR | General | 0 | 0 | Material | N | N | N | ""
12802 | 111716-0000 | Ventilasi Jalusi Aluminium Ukr 900 mm x 540 mm (Bouven Louver) |  | 2025-11-30 13:47:33 | 0 | Unit | 0 | 0000 |  | General | 0 | 0 | Material | N | N | N | ""
12372 | 323220-0000 | Verifikasi TKDN |  | 2024-05-19 14:10:10 | 0 | Ls | 73000000 | 0000 | IDR | General | 0 | 0 | Material | N | N | N | ""
11633 | 313514-0000 | Vibration Damper for ACCC Lisbon 310, include armor rod |  | 2020-07-22 15:51:31 | 0 | Set | 0 | 0000 |  | General | 0 | 0 | Material | N | N | N | ""
9931 | 313182-0000 | Vibration damper for conductor TACSR 410 |  | 2015-06-19 16:16:39 | 0 | Pcs | 538717 | 0000 | IDR | General | 0 | 0 | Material | N | N | N | ""
9932 | 313183-0000 | Vibration damper for GSW 55 & OPGW 70 |  | 2015-06-19 16:19:36 | 0 | Pcs | 233450 | 0000 | IDR | General | 0 | 0 | Material | N | N | N | ""
10909 | 211131-0000 | Vibration Damper, Stockbridge Type for Conductor ACSR HAWK 240/40 sq.mm |  | 2017-08-04 17:31:21 | 0 | Pcs | 313592 | 0000 | IDR | General | 0 | 0 | Material | N | N | N | ""
10908 | 211130-0000 | Vibration Damper, Stockbridge Type for Conductor GSW 55 sq.mm |  | 2017-08-04 17:30:29 | 0 | Pcs | 238670 | 0000 | IDR | General | 0 | 0 | Material | N | N | N | ""
10907 | 211129-0000 | Vibration Damper, Stockbridge Type for Optical Ground Wire (OPGW) 60 sq.mm |  | 2017-08-04 17:29:43 | 0 | Pcs | 233508 | 0000 | IDR | General | 0 | 0 | Material | N | N | N | ""
11834 | 129431-0000 | Vibrator Sewa Mesin |  | 2021-09-03 14:12:34 | 0 | Mth | 0 | 0000 |  | General | 0 | 0 | Material | N | N | N | ""
12730 | 313765-0000 | Voltage Test Block, 2.2kV insulation rating, 10-pole type, suitable for voltage testing and protection |  | 2025-10-08 11:32:01 | 0 | Pcs | 1140000 | 0000 | IDR | General | 0 | 0 | Material | N | N | N | ""
11574 | 424174-0000 | Walk & Drive Test |  | 2020-02-04 20:34:24 | 0 | Ls | 2500000 | 0000 | IDR | General | 0 | 0 | Material | N | N | N | ""
9310 | 211046-0000 | Walking Meter |  | 2014-06-10 13:09:56 | 0 | Pcs | 850000 | 0000 | IDR | General | 750000 | 11683 | Material | N | N | N | ""
9389 | 313080-0000 | Warning Light on conductor |  | 2014-08-07 19:05:14 | 0 | Set | 900 | 0000 | USD | General | 0 | 11666 | Material | N | N | N | ""
8144 | 411015-0000 | Warning Tape |  | 2014-10-27 16:27:15 | 0 | Rol | 185000 | 0000 | IDR |  | 245000 | 0 |  | N | N | N
8382 | 820013-0000 | Warranty / Retention |  | 2013-08-20 11:32:28 | 0 | Ls | 2250000 | 0000 | IDR | General | 0 | 10301 | Material | N | N | N | ""
7715 | 110003-0000 | Wash primer |  |  | 0 | Ltr | 0 | Gener | "" | "" | 0 | 0 | Material | N | N | N
11880 | 211358-0000 | Washer Lock M24 MTRC Galv |  | 2021-09-23 19:38:12 | 0 | Pcs | 4016 | 0000 | IDR | General | 0 | 0 | Material | N | N | N | ""
11494 | 129383-0000 | Washtafel |  | 2019-09-05 09:17:12 | 0 | Unit | 95000 | 0000 | IDR | General | 0 | 0 | Material | N | N | N | ""
8748 | 211037-0000 | Water Pump/ Pompa Air (uk. 3 Inchi) |  | 2013-11-07 09:48:36 | 0 | Unit | 1950000 | 0000 | IDR | General | 1600000 | 11078 | Material | N | N | N | ""
11856 | 611202-0000 | Water Swivel |  | 2021-09-19 15:24:48 | 0 | Unit | 3562500 | 0000 | IDR | General | 0 | 14500 | Material | N | N | N | ""
12666 | 111688-0000 | Waterproofing Membrane Thickness 3 mm |  | 2025-06-24 11:35:17 | 0 | M2 | 0 | 0000 |  | General | 0 | 0 | Material | N | N | N | ""
11715 | 111581-0000 | Waterstop |  | 2020-12-24 15:48:44 | 0 | Pcs | 1815000 | 0000 | IDR | General | 0 | 0 | Material | N | N | N | ""
11317 | 620026-0000 | Webbing Sling 2 ton x 1 m |  | 2019-03-25 10:42:58 | 0 | Pcs | 65455 | 0000 | IDR | General | 0 | 0 | Material | N | N | N | ""
11331 | 611123-0000 | Webbing Sling 2 Ton x 2 m |  | 2019-03-26 14:11:18 | 0 | Pcs | 0 | 0000 |  | General | 0 | 0 | Material | N | N | N | ""
11332 | 611124-0000 | Webbing Sling 2 Ton x 3 m |  | 2019-03-26 14:12:05 | 0 | Pcs | 94546 | 0000 | IDR | General | 0 | 0 | Material | N | N | N | ""
11333 | 611125-0000 | Webbing Sling 2 Ton x 4 m |  | 2019-03-26 14:12:50 | 0 | Pcs | 150000 | 0000 | IDR | General | 0 | 0 | Material | N | N | N | ""
11666 | 211311-0000 | Webbing Sling 3 Ton (Panjang 6 Meter) |  | 2020-09-27 21:33:45 | 0 | Pcs | 425000 | 0000 | IDR | General | 0 | 0 | Material | N | N | N | ""
11398 | 611145-0000 | Webbing Sling 3 ton x 4 m |  | 2019-07-08 11:17:30 | 0 | Pcs | 181818 | 0000 | IDR | General | 0 | 0 | Material | N | N | N | ""
11399 | 611146-0000 | Webbing Sling 3 ton x 6 m |  | 2019-07-08 11:18:08 | 0 | Pcs | 269091 | 0000 | IDR | General | 0 | 0 | Material | N | N | N | ""
11316 | 620025-0000 | Webbing Sling 4 ton x 6 m |  | 2019-03-25 10:41:14 | 0 | Pcs | 950000 | 0000 | IDR | General | 0 | 0 | Material | N | N | N | ""
11663 | 211308-0000 | Webbing Sling 5 Ton (Panjang 6 Meter) |  | 2020-09-27 21:06:52 | 0 | Pcs | 85000 | 0000 | IDR | General | 0 | 0 | Material | N | N | N | ""
12239 | 211450-0000 | Webbing Sling 8 ton |  | 2023-04-06 15:30:09 | 0 | Mtr | 114144.17 | 0000 | IDR | General | 0 | 0 | Material | N | N | N | ""
7416 | 410067-PACI | Wideband Combiner, 4in4out, 800-2500 MHz |  |  | 0 | Pcs | 415 | Pacif | USD |  | 415 | 0 |  | N | N | N
11855 | 611201-0000 | Winch EK-60 |  | 2021-09-19 15:12:42 | 0 | Unit | 20000000 | 0000 | IDR | General | 0 | 14500 | Material | N | N | N | ""
11966 | 611245-0000 | Wing Bit |  | 2021-10-29 10:58:35 | 0 | Pcs | 17500 | 0000 | IDR | General | 0 | 0 | Material | N | N | N | ""
11967 | 611246-0000 | Wing Nut |  | 2021-10-29 10:59:34 | 0 | Pcs | 38000 | 0000 | IDR | General | 0 | 0 | Material | N | N | N | ""
11897 | 211374-0000 | Wire Rope 5/8 Thimble |  | 2021-09-23 21:05:15 | 0 | Pcs | 13364 | 0000 | IDR | General | 0 | 0 | Material | N | N | N | ""
11982 | 611250-0000 | Wire Rope Pulling Hoist 5,4 T |  | 2021-12-07 13:09:22 | 0 | Unit | 0 | 0000 |  | General | 0 | 0 | Material | N | N | N | ""
11984 | 611252-0000 | Wire Rope Ungalv Dia.14 mm |  | 2021-12-07 13:12:19 | 0 | Unit | 30000 | 0000 | IDR | General | 0 | 0 | Material | N | N | N | ""
11772 | 111597-0000 | Wiremesh Galvanis 1 m x 7,5 m x 1/2 inch |  | 2021-02-25 14:38:57 | 0 | Lbr | 135000 | 0000 | IDR | General | 0 | 0 | Material | N | N | N | ""
11704 | 111575-0000 | Wiremesh M8 |  | 2020-12-19 08:06:42 | 0 | Lbr | 562233.33 | 0000 | IDR | General | 0 | 0 | Material | N | N | N | ""
8340 | 111027-0000 | Wiremesh Type DM 4 dia. 8 x 8, spasi 150 x 150, lebar 5.4 x 2.1 |  | 2013-08-02 14:49:07 | 0 | Lbr | 0 | 0000 | IDR | General | 0 | 10101 | Material | N | N | N | ""
8348 | 111045-0000 | Wiremesh Type DM 4 dia. 8x8, Spasi 150x150, lebar 5.4x2.1 |  | 2013-08-05 10:30:43 | 0 | Pcs | 0 | 0000 | IDR | General | 0 | 10270 | Material | N | N | N | ""
12536 | 323226-0000 | Wiring Digital Teleprotection kedalam Panel Telecommunication |  | 2024-12-02 16:57:16 | 0 | SS | 6000000 | 0000 | IDR | General | 0 | 0 | Material | N | N | N | ""
12482 | 323225-0000 | Wiring Energy Meter Panel 150 kV OHL |  | 2024-11-07 13:28:04 | 0 | Set | 11000000 | 0000 | IDR | General | 0 | 0 | Material | N | N | N | ""
12538 | 323228-0000 | Wiring Multiplexer PDH kedalam Panel Telecommunication |  | 2024-12-02 17:06:42 | 0 | SS | 0 | 0000 |  | General | 0 | 0 | Material | N | N | N | ""
12537 | 323227-0000 | Wiring Multiplexer SDH kedalam Panel Telecommunication |  | 2024-12-02 17:04:26 | 0 | SS | 13000000 | 0000 | IDR | General | 0 | 0 | Material | N | N | N | ""
12481 | 323224-0000 | Wiring Panel Marshiling Kiosk 150 kV OHL |  | 2024-11-07 13:23:14 | 0 | Set | 11000000 | 0000 | IDR | General | 0 | 0 | Material | N | N | N | ""
12542 | 323231-0000 | Wiring Patch Panel kedalam Panel Telecommunication |  | 2024-12-02 17:13:46 | 0 | SS | 0 | 0000 |  | General | 0 | 0 | Material | N | N | N | ""
10937 | 424169-0000 | Wiring, Testing dan Commisioning Peralatan Telekomunikasi PLC Teleproteksi |  | 2017-09-05 08:46:00 | 0 | lot | 32000000 | 0000 | IDR | General | 0 | 0 | Material | N | N | N | ""
8185 | 810003-ENDU | Workstation Furniture Office |  | 2013-07-12 10:56:32 | 0 | Ls | 352270.27 | ENDU | IDR | ENDURO | 0 | 9982 | Material | N | N | N | ""
12475 | 810121-0000 | Wuling Cloud EV |  | 2024-10-28 13:41:39 | 0 | Set | 380000000 | 0000 | IDR | General | 0 | 0 | Material | N | N | N | ""
11227 | 810078-0000 | X-banner |  | 2018-12-11 14:23:10 | 0 | Pcs | 150000 | 0000 | IDR | General | 0 | 0 | Material | N | N | N | ""
12178 | 211446-0000 | Y-Clevis Connector 120 kN |  | 2022-11-06 18:15:02 | 0 | Pcs | 11 | 0000 | USD | General | 0 | 0 | Material | N | N | N | ""
9242 | 611027-0000 | Yellow Line (Tali Plastik Garis Kuning Hitam) |  | 2014-05-16 10:59:13 | 0 | Rol | 61750 | 0000 | IDR | General | 61750 | 11558 | Material | N | N | N | ""
10632 | 410011-KOBE | YN14E01106P1 Hames |  | 2017-06-02 14:11:33 | 0 | Pcs | 213928 | KOBE | IDR | KOBELCO | 0 | 0 | Material | N | N | N | ""
10630 | 410009-KOBE | YN14E01111P2 Hames |  | 2017-06-02 14:09:51 | 0 | Pcs | 2772224 | KOBE | IDR | KOBELCO | 0 | 0 | Material | N | N | N | ""
10430 | 211110-0000 | Yoke Plate |  | 2016-11-29 09:20:34 | 0 | Pcs | 0 | 0000 |  | General | 0 | 0 | Material | N | N | N | ""
11884 | 211362-0000 | Yoke Plate 30 KIP Galv |  | 2021-09-23 20:29:06 | 0 | Pcs | 0 | 0000 |  | General | 0 | 0 | Material | N | N | N | ""
11892 | 211369-0000 | Yoke Plate Triangular 30 KIP Galvanize |  | 2021-09-23 20:53:21 | 0 | Pcs | 270500 | 0000 | IDR | General | 0 | 0 | Material | N | N | N | ""
10626 | 410005-KOBE | ZM66C06016 Sems-Bolt |  | 2017-06-02 14:06:10 | 0 | Pcs | 302328 | KOBE | IDR | KOBELCO | 0 | 0 | Material | N | N | N | ""
10483 | 610013-TSE0 | Zoom Sag Scope |  | 2016-12-21 21:41:57 | 0 | Pcs | 3242400 | TSE0 | IDR | TSE | 0 | 0 | Material | N | N | N | ""

## Old - Product
ID | Product Code | Product Name | Product Name (English) | Date | Bulk Purchase Price | UOM | Purchase Price | Brand Code | Value Code | Brand Master | Average Price | Exchange Rate | Item Type | Piece Meal Status | Is Old | Invalid Stock Flag | Remarks
4132 | 2001399 | Vehicle Rent |  |  | 0 | Unit | 15306122.45 | "" | IDR | "" | 5208333.33 | 0 | Material | N | Y | N | ""
3231 | 2000942 | Urugan Tanah Kembali |  |  | 0 | m3 | 30000 | "" | IDR | "" | 75000 | 0 | IT | N | Y | N
1182 | 1001061 | Tang Potong 16cm - 2,5 inch |  |  | 0 | ea | 55000 | "" | IDR | "" | 25000 | 0 | Material | N | Y | N | Jakarta
6633 | 61000836 | Tang Kombinasi 8 inch |  | 2012-06-18 15:34:35 | 0 | Ea | 55000 | N | IDR | N_Brand | 0 | 0 | Material | N | Y | N | ""
6635 | 61000838 | Tang Buaya 10 inch |  | 2012-06-18 15:33:14 | 0 | Ea | 90000 | 00 | IDR | N_Brand | 0 | 0 | Material | N | Y | N | ""
1181 | 1001060 | Tanah Urug |  |  | 0 | m3 | 100000 | "" | IDR | "" | 120000 | 0 | Material | N | Y | N | Bangka
6652 | 61000855 | Tambang Nylon 16 mm |  | 2012-06-18 18:05:44 | 0 | Mtr | 13837.84 | 00 | IDR | N_Brand | 6000 | 0 | Material | N | Y | N | ""
5287 | 1003509 | Seng |  |  | 0 | PCS | 47000 | "" | IDR | "" | 54000 | 0 | Material | N | Y | N | ""
3039 | 1002187 | Semen |  |  | 0 | zak | 59000 | "" | IDR | "" | 58000 | 0 | IT | N | Y | N
5393 | 1003579 | Plate Washer-1 |  |  | 0 | PCS | 0 | "" | "" | "" | 0 | 0 | Material | N | Y | N | ""
3109 | 1002242 | Plate strip |  |  | 0 | Btg | 102000 | "" | IDR | "" | 102000 | 0 | IT | N | Y | N
911 | 1000858 | Plastik Cor |  |  | 0 | ea | 150000 | "" | IDR | "" | 0 | 0 | Material | N | Y | N | Jakarta
903 | 1000850 | Pipa PVC 2 inch |  |  | 0 | Btg | 42025 | "" | IDR | "" | 47000 | 0 | Material | N | Y | N | Tanggerang
4361 | 1002846 | Pintu Pagar BRC |  |  | 0 | Set | 830000 | "" | IDR | "" | 2400000 | 0 | Material | N | Y | N | ""
3403 | 2001017 | Pemadatan |  |  | 0 | m2 | 45000 | "" | IDR | "" | 0 | 0 | IT | N | Y | N
7999 | 12001416 | Pekerjaan Urugan Tanah Kembali dan Pemadatan |  | 2013-06-20 17:52:26 | 0 | M3 | 45000 | na | IDR | n/a | 0 | 9863 | Material | N | Y | N | ""
2682 | 2000731 | Pasang pagar sementara |  |  | 0 | m | 83333.33 | "" | IDR | "" | 600000 | 0 | Material | N | Y | N
808 | 1000756 | Obeng (-) Diameter 6 mm |  |  | 0 | ea | 25000 | "" | IDR | "" | 0 | 0 | Material | N | Y | N | Jakarta
805 | 1000753 | Obeng (+) Diameter 6 mm |  |  | 0 | ea | 25000 | "" | IDR | "" | 0 | 0 | Material | N | Y | N | Jakarta
8397 | 31001563 | NYCY 4x6 mm2 |  | 2013-08-27 14:27:05 | 0 | Mtr | 83680 | 00 | IDR | N_Brand | 44150 | 10387 | Material | N | Y | N | ""
1276 | 1001140 | Multiplex 12 mm |  |  | 0 | Lbr | 135138.92 | "" | IDR | "" | 230000 | 0 | Material | N | Y | N
5678 | 11000156 | Marking post of Benchmark (BM) |  | 2012-03-19 17:15:04 | 275000 | PCS | 11000000 | N | IDR | N_Brand | 275000 | 0 | Material | N | Y | N | ""
3281 | 2000976 | Kran Air |  |  | 0 | ea | 120000 | "" | IDR | "" | 0 | 0 | IT | N | Y | N
3287 | 1002324 | Kran Air |  |  | 0 | ea | 37000 | "" | IDR | "" | 24000 | 0 | Material | N | Y | N | ""
4317 | 1002821 | Keramik 30x30cm |  |  | 0 | box | 41942.34 | "" | IDR | "" | 44000 | 0 | Material | N | Y | N | ""
1439 | 1001218 | Kawat bendrat |  |  | 0 | Kg | 15000 | "" | IDR | "" | 16000 | 0 | Material | N | Y | N
4866 | 1003198 | Joint Box |  |  | 0 | Set | 4500000 | "" | IDR | "" | 4000000 | 0 | Material | N | Y | N | ""
3545 | 2001121 | Install pagar BRC |  |  | 0 | m | 180000 | "" | IDR | "" | 32680 | 0 | IT | N | Y | N
2975 | 1002151 | gerobak sorong |  |  | 0 | ea | 575000 | "" | IDR | "" | 500000 | 0 | IT | N | Y | N
7662 | 31001536 | Cooper Grounding rod 7/8 Inchi |  | 2013-07-31 12:42:17 | 0 | Pcs | 1200000 | GL | IDR | GENERAL | 250000 | 0 | Material | N | Y | N
5370 | 1003558 | Closet |  |  | 0 | PCS | 700000 | "" | IDR | "" | 160000 | 0 | Material | N | Y | N | ""
1607 | 1001347 | Clamp BRC HDG |  |  | 0 | ea | 1000 | "" | IDR | "" | 2000 | 0 | Material | N | Y | N
5152 | 1003419 | Clamp BC |  |  | 0 | Set | 75000 | "" | IDR | "" | 0 | 0 | Material | N | Y | N | ""
300 | 1000298 | Cat - Cold Galvanized |  |  | 0 | ea | 205000 | "" | IDR | "" | 200000 | 0 | Material | N | Y | N | Jakarta
1688 | 1001410 | Cable Tray - Outside Riser W150 |  |  | 0 | ea | 155000 | "" | IDR | "" | 65430 | 0 | Material | N | Y | N
1687 | 1001409 | Cable Tray - Inside Riser W150 |  |  | 0 | ea | 168468 | "" | IDR | "" | 65430 | 0 | Material | N | Y | N
247 | 1000245 | Cable Ties 15 cm |  |  | 0 | Pk | 17500 | "" | IDR | "" | 40000 | 0 | Material | N | Y | N | Jakarta
250 | 1000248 | Cable Ties 30 cm (Hitam) |  |  | 0 | Pk | 57000 | "" | IDR | "" | 25000 | 0 | Material | N | Y | N
246 | 1000244 | Cable Ties 100 mm |  |  | 0 | Pk | 10000 | "" | IDR | "" | 0 | 0 | Material | N | Y | N | Jakarta
229 | 1000227 | Cable NYY 3 x 2.5 mm |  |  | 0 | m | 19054.73 | "" | IDR | "" | 15000 | 0 | Material | N | Y | N | Pekanbaru
226 | 31001301 | Cable NYY 2 x 2.5 mm |  | 2013-03-14 15:36:33 | 0 | m | 12740 | 00 | IDR | N_Brand | 8500 | 0 | Material | N | Y | N
2251 | 1001723 | Cable NYAF 50 sqmm Black |  |  | 0 | m | 100000 | "" | IDR | "" | 0 | 0 | Material | N | Y | N
152 | 1000148 | Cabel Tray W150 x L3000 |  |  | 0 | ea | 460810 | "" | IDR | "" | 196920 | 0 | Material | N | Y | N
146 | 1000142 | Cabel Tray - Elbow W150 |  |  | 0 | ea | 213063 | "" | IDR | "" | 95000 | 0 | Material | N | Y | N
9254 | 31002001 | Busbar 3x25x190mm |  | 2014-05-20 15:42:50 | 0 | PCS | 120000 | 00 | IDR | N_Brand | 0 | 11544 | Material | N | Y | N | ""
4683 | 1003070 | Bolt & Nut M12 x 35mm |  |  | 0 | Set | 2728 | "" | IDR | "" | 0 | 0 | Material | N | Y | N | ""
8531 | 11001661 | Besi beton ulir dia. 19 mm (SNI) |  | 2013-10-02 14:16:48 | 0 | Btg | 266513.63 | 00 | IDR | N_Brand | 246000 | 11132 | Material | N | Y | N | ""
8178 | 11001492 | Besi beton ulir dia 16 mm (SNI) |  | 2013-07-10 14:44:03 | 0 | Btg | 188069.1 | 00 | IDR | N_Brand | 178000 | 9982 | Material | N | Y | N | ""
8529 | 11001659 | Besi Beton polos dia. 10 mm (SNI) |  | 2013-10-02 14:13:15 | 0 | Btg | 72189.1 | 00 | IDR | N_Brand | 64500 | 11132 | Material | N | Y | N | ""
1712 | 1001428 | Anchor D20 x 750 mm |  |  | 0 | ea | 12000 | "" | IDR | "" | 0 | 0 | Material | N | Y | N
11 | 1000011 | AC Panasonic 1.5 PK |  |  | 0 | ea | 2746846.85 | "" | IDR | "" | 5400000 | 0 | Material | N | Y | N | Jakarta
5885 | 31000077 | 21. Cadweld (misiu) |  | 2012-03-13 18:58:03 | 0 | PCS | 80000 | N | IDR | N_Brand | 47500 | 0 | Material | N | Y | N | ""

## Master Product
ID | Product Code | Product Name | Product Name (English) | Date | Bulk Purchase Price | UOM | Purchase Price | Brand Code | Value Code | Brand Master | Average Price | Exchange Rate | Item Type | Piece Meal Status | Is Old | Invalid Stock Flag | Remarks
10873 | 313339-0000 | 110 V DC distribution board complete with MCB for HV equipment | 110 V DC distribution board complete with MCB for HV equipment | 2017-08-04 11:15:01 | 0 | Set | 50000000 | 0000 | IDR | General | 0 | 0 | Material | N | N | N | ""
9763 | 323094-0000 | 110 VDC BATTERY SUITABLE FOR SUPPLYING VDC LOAD INCLUDING 20 KV CUBICLE FOR 8 HOURS DISCHARGE INCLUDING VOLTAGE DROPPER. (MINIMUM CAPACITY IS 250 AH 110 VDC) BATTERY CHARGER MIN 100 A FOR 110 VDC BATTERY COMPLETE WITH PANEL | 110 VDC BATTERY SUITABLE FOR SUPPLYING VDC LOAD INCLUDING 20 KV CUBICLE FOR 8 HOURS DISCHARGE INCLUDING VOLTAGE DROPPER. (MINIMUM CAPACITY IS 250 AH 110 VDC) BATTERY CHARGER MIN 100 A FOR 110 VDC BATTERY COMPLETE WITH PANEL | 2015-02-03 14:16:50 | 0 | Set | 1785000 | 0000 | IDR | General | 0 | 12502 | Material | N | N | N | ""
9667 | 313150-0000 | 110 VDC BATTERY SUITABLE FOR SUPPLYING VDC LOAD INCLUDING 20 KV CUBICLE FOR 8 HOURS DISCHARGE INCLUDING VOLTAGE DROPPER. (MINIMUM CAPACITY IS 250 AH 110 VDC) BATTERY CHARGER MIN 100 A FOR 110 VDC BATTERY COMPLETE WITH PANEL | 110 VDC BATTERY SUITABLE FOR SUPPLYING VDC LOAD INCLUDING 20 KV CUBICLE FOR 8 HOURS DISCHARGE INCLUDING VOLTAGE DROPPER. (MINIMUM CAPACITY IS 250 AH 110 VDC) BATTERY CHARGER MIN 100 A FOR 110 VDC BATTERY COMPLETE WITH PANEL | 2015-02-03 16:42:38 | 0 | Set | 349000000 | 0000 | IDR | General | 0 | 12502 | Material | N | N | N | ""
9764 | 323095-0000 | 110 VDC SWITCH FUSE DISTRIBUTION BOARD SUITABLE FOR 110 VDC BATTERY SET, HV EQUIPMENT, MV SWITCHGEARS, ETC. TO COMPLETE THE SPECIFIED SCOPE OF WORK, INCLUDING NECESSARY SPARE MCB. | 110 VDC SWITCH FUSE DISTRIBUTION BOARD SUITABLE FOR 110 VDC BATTERY SET, HV EQUIPMENT, MV SWITCHGEARS, ETC. TO COMPLETE THE SPECIFIED SCOPE OF WORK, INCLUDING NECESSARY SPARE MCB. | 2015-02-03 14:17:57 | 0 | Set | 1785000 | 0000 | IDR | General | 0 | 12502 | Material | N | N | N | ""
9668 | 313151-0000 | 110 VDC SWITCH FUSE DISTRIBUTION BOARD SUITABLE FOR 110 VDC BATTERY SET, HV EQUIPMENT, MV SWITCHGEARS, ETC. TO COMPLETE THE SPECIFIED SCOPE OF WORK, INCLUDING NECESSARY SPARE MCB. | 110 VDC SWITCH FUSE DISTRIBUTION BOARD SUITABLE FOR 110 VDC BATTERY SET, HV EQUIPMENT, MV SWITCHGEARS, ETC. TO COMPLETE THE SPECIFIED SCOPE OF WORK, INCLUDING NECESSARY SPARE MCB. | 2015-02-03 16:43:13 | 0 | Set | 115000000 | 0000 | IDR | General | 0 | 12502 | Material | N | N | N | ""
10881 | 313347-0000 | 110V DC battery, 625Ah, 86 cells, 8 hours Autonomy | 110V DC battery, 625Ah, 86 cells, 8 hours Autonomy | 2017-08-04 11:20:28 | 0 | Set | 0 | 0000 |  | General | 0 | 0 | Material | N | N | N | ""
10882 | 313348-0000 | 110V DC battery, 625Ah, 86 cells, 8 hours Autonomy | 110V DC battery, 625Ah, 86 cells, 8 hours Autonomy | 2017-08-04 11:20:35 | 0 | Set | 795567237 | 0000 | IDR | General | 0 | 0 | Material | N | N | N | ""
10880 | 313346-0000 | 110V DC Charger-200A plus dioda dropper | 110V DC Charger-200A plus dropper diode | 2017-08-04 11:19:35 | 0 | Set | 293103719 | 0000 | IDR | General | 0 | 0 | Material | N | N | N | ""
10878 | 313344-0000 | 110V DC FUSE BOX | 110V DC FUSE BOX | 2017-08-04 11:18:35 | 0 | Set | 20005492 | 0000 | IDR | General | 0 | 0 | Material | N | N | N | ""
9638 | 313121-0000 | 1250 A 31.5 kA Line Trap, 1 mH | 1250 A 31.5 kA Line Trap, 1 mH | 2017-09-11 18:06:09 | 0 | Set | 6825 | 0000 | USD | General | 0 | 12502 | Material | N | N | N | ""
9733 | 323064-0000 | 1250 A 31.5 kA Line Trap, 1 mH to be installed in CVT | 1250 A 31.5 kA Line Trap, 1 mH to be installed in CVT | 2015-02-03 09:55:02 | 0 | Set | 6167600 | 0000 | IDR | General | 0 | 12502 | Material | N | N | N | ""
11921 | 211391-0000 | 1-3/4 Carbide Bits | 1-3/4 Carbide Bits | 2021-10-13 16:08:46 | 0 | Pcs | 46.18 | 0000 | USD | General | 0 | 0 | Material | N | N | N | ""
9634 | 313117-0000 | 150 kV 3 Phase Disconnecting Switch motor operated, 31.5 kA 2000 A with Earthing switch for line bay | 150 kV 3 Phase Disconnecting Switch motor operated, 31.5 kA 2000 A with Earthing switch for line bay | 2015-03-13 14:09:41 | 0 | Set | 103747220 | 0000 | IDR | General | 7790 | 12502 | Material | N | N | N | ""
9729 | 323060-0000 | 150 kV 3 Phase Disconnecting Switch motor operated, 31.5 kA 2000 A with Earthing switch, complete with clamps and supporting structure for line bay | 150 kV 3 Phase Disconnecting Switch motor operated, 31.5 kA 2000 A with Earthing switch, complete with clamps and supporting structure for line bay | 2015-02-03 09:48:48 | 0 | Set | 7192585 | 0000 | IDR | General | 0 | 12502 | Material | N | N | N | ""
9643 | 313126-0000 | 150 kV 3 Phase Disconnecting Switch motor operated, 31.5 kA 2000 A without Earthing switch for IBT bay | 150 kV 3 Phase Disconnecting Switch motor operated, 31.5 kA 2000 A without Earthing switch for IBT bay | 2015-03-13 14:17:31 | 0 | Set | 84302940 | 0000 | IDR | General | 6330 | 12502 | Material | N | N | N | ""
9633 | 313116-0000 | 150 kV 3 Phase Disconnecting Switch motor operated, 31.5 kA 2000 A without Earthing switch for line bay | 150 kV 3 Phase Disconnecting Switch motor operated, 31.5 kA 2000 A without Earthing switch for line bay | 2015-03-13 14:10:29 | 0 | Set | 84302940 | 0000 | IDR | General | 6330 | 12502 | Material | N | N | N | ""
9728 | 323059-0000 | 150 kV 3 Phase Disconnecting Switch motor operated, 31.5 kA 2000 A without Earthing switch, complete with clamps and supporting structure for line bay | 150 kV 3 Phase Disconnecting Switch motor operated, 31.5 kA 2000 A without Earthing switch, complete with clamps and supporting structure for line bay | 2015-02-03 15:12:59 | 0 | Set | 1400 | 0000 | IDR | General | 0 | 12502 | Material | N | N | N | ""
9648 | 313131-0000 | 150 kV 3 Phase Disconnecting Switch motor operated, 31.5 kA 3150 A without Earthing switch for Bus Coupler bay | 150 kV 3 Phase Disconnecting Switch motor operated, 31.5 kA 3150 A without Earthing switch for Bus Coupler bay | 2015-10-08 08:53:52 | 0 | Set | 92826460 | 0000 | IDR | General | 6970 | 12502 | Material | N | N | N | ""
9649 | 313132-0000 | 150 kV 3 Phase SF6 Circuit Breaker 40 kA 3150 A, complete with clamps and supporting structure for Bus Coupler bay | 150 kV 3 Phase SF6 Circuit Breaker 40 kA 3150 A, complete with clamps and supporting structure for Bus Coupler bay | 2015-02-02 17:22:42 | 0 | Set | 292330100 | 0000 | IDR | General | 21950 | 12502 | Material | N | N | N | ""
9644 | 313127-0000 | 150 kV 3 Phase SF6 Circuit Breaker 40 kA 3150 A, complete with clamps and supporting structure for IBT bay | 150 kV 3 Phase SF6 Circuit Breaker 40 kA 3150 A, complete with clamps and supporting structure for IBT bay | 2015-02-02 17:07:39 | 0 | Set | 292330100 | 0000 | IDR | General | 21950 | 12502 | Material | N | N | N | ""
9730 | 323061-0000 | 150 kV 3 Phase SF6 Circuit Breaker 40 kA 3150 A, complete with clamps and supporting structure for line bay | 150 kV 3 Phase SF6 Circuit Breaker 40 kA 3150 A, complete with clamps and supporting structure for line bay | 2015-02-03 09:49:50 | 0 | Set | 8758690 | 0000 | IDR | General | 0 | 12502 | Material | N | N | N | ""
9635 | 313118-0000 | 150 kV 3 Phase SF6 Circuit Breaker 40 kA 3150 A, complete with clamps and supporting structure for line bay | 150 kV 3 Phase SF6 Circuit Breaker 40 kA 3150 A, complete with clamps and supporting structure for line bay | 2015-02-02 16:16:31 | 0 | Set | 350396580 | 0000 | IDR | General | 26310 | 12502 | Material | N | N | N | ""
9732 | 323063-0000 | 150 kV Capacitor Voltage Transformer with 2 secondary winding, ratio 150000V.V3 / 100V.V3 / 100V.V3, Burden 100 VA Cl 0.2, 150 VA CL 3P, min. capacitance 10000 PF complete with clamps, supporting structure | 150 kV Capacitor Voltage Transformer with 2 secondary winding, ratio 150000V.V3 / 100V.V3 / 100V.V3, Burden 100 VA Cl 0.2, 150 VA CL 3P, min. capacitance 10000 PF complete with clamps, supporting structure | 2015-02-03 09:54:07 | 0 | Unit | 1400 | 0000 | IDR | General | 0 | 12502 | Material | N | N | N | ""
9748 | 323079-0000 | 150 kV Capacitor Voltage Transformer with 2 secondary winding, ratio 150000V.V3 / 100V.V3 / 100V.V3, Burden 100 VA Cl 0.2, 150 VA CL 3P, min. capacitance 10000 PF complete with clamps, supporting structure | 150 kV Capacitor Voltage Transformer with 2 secondary winding, ratio 150000V.V3 / 100V.V3 / 100V.V3, Burden 100 VA Cl 0.2, 150 VA CL 3P, min. capacitance 10000 PF complete with clamps, supporting structure | 2015-02-03 13:57:27 | 0 | Unit | 0 | 0000 | IDR | General | 0 | 12502 | Material | N | Y | N | ""
9653 | 313136-0000 | 150 kV Capacitor Voltage Transformer with 2 secondary winding, ratio 150000V.V3 / 100V.V3 / 100V.V3, Burden 15 VA CL 3P, 15 VA CL 0.2, min. capacitance 10000 PF | 150 kV Capacitor Voltage Transformer with 2 secondary winding, ratio 150000V.V3 / 100V.V3 / 100V.V3, Burden 15 VA CL 3P, 15 VA CL 0.2, min. capacitance 10000 PF | 2016-06-23 11:45:09 | 0 | Unit | 1400000 | 0000 | IDR | General | 0 | 12502 | Material | N | N | N | ""
9637 | 313120-0000 | 150 kV Capacitor Voltage Transformer with 2 secondary winding, ratio 150000V-V3 - 100V,V3 - 100V,V3, Burden 15 VA CL 3P, 15 VA CL 0,2, min capacitance 5000 PF | 150 kV Capacitor Voltage Transformer with 2 secondary winding, ratio 150000V-V3 - 100V,V3 - 100V,V3, Burden 15 VA CL 3P, 15 VA CL 0.2, min capacitance 5000 PF | 2017-09-25 10:53:10 | 0 | Unit | 14500000 | 0000 | IDR | General | 0 | 12502 | Material | N | N | N | ""
9651 | 313134-0000 | 150 kV Current transformer for Bus-Coupler bay complete with clamps and supporting structure comprising,Core 1, 1000-2000-1 A, Class 5P20 Class 0,2 for over current protection, Earth fault protection, instrument Core 2 1000-2000/1A, Class PX for main busbar | 150 kV Current transformer for Bus-Coupler bay complete with clamps and supporting structure consisting, Core 1, 1000-2000-1 A, Class 5P20 Class 0.2 for over current protection, Earth fault protection, instrument Core 2 1000-2000/1A, Class PX for main busbar | 2017-09-25 10:57:25 | 0 | Unit | 2820 | 0000 | USD | General | 0 | 12502 | Material | N | N | N | ""
9650 | 313133-0000 | 150 kV Current Transformer for Bus-Coupler Bay comprising,Core 1, 1000-2000-1 A, Class PX for Main Busbar Protection | 150 kV Current Transformer for Bus-Coupler Bay consisting, Core 1, 1000-2000-1 A, Class PX for Main Busbar Protection | 2017-09-25 10:56:37 | 0 | Unit | 2820 | 0000 | USD | General | 0 | 12502 | Material | N | N | N | ""
9645 | 313128-0000 | 150 kV Current transformer for IBT bay comprising,Core 1, 600-1200-1 A, Class PX for differential protection Core 2, 600-1200/1A, 30 VA Class 5P20 Class 0,2 for over current pro | 150 kV Current transformer for IBT bay consisting, Core 1, 600-1200-1 A, Class PX for differential protection Core 2, 600-1200/1A, 30 VA Class 5P20 Class 0.2 for over current pro | 2017-09-25 10:56:00 | 0 | Unit | 4120 | 0000 | USD | General | 0 | 12502 | Material | N | N | N | ""
9636 | 313119-0000 | 150 kV Current transformer for line bay complete with clamps and supporting structure comprising Core 1, 600-1200-1 A, Class PX for distance protection Core 2, 600-1200-1A, 30 VA Class 5P20 Class 0,2 for over current protection, earth fault protection, instrument and metering devices core 3, 1000-2000-1 a, class px for check bus zone protection core 4, 1000-2000-1 a, class px for main bus zone protection core 5, 600-1200/1 a, 0,2s for bidding meter | 150 kV Current transformer for line bay complete with clamps and supporting structure consisting of Core 1, 600-1200-1 A, Class PX for distance protection Core 2, 600-1200-1A, 30 VA Class 5P20 Class 0.2 for over current protection, earth fault protection, instrument and metering devices core 3, 1000-2000-1 a, class px for check bus zone protection core 4, 1000-2000-1 a, class px for main bus zone protection core 5, 600-1200/1 a, 0.2s for bidding meter | 2017-09-25 10:54:54 | 0 | Unit | 106803900 | 0000 | IDR | General | 0 | 12502 | Material | N | N | N | ""
9731 | 323062-0000 | 150 kV Current transformer for line bay complete with clamps and supporting structure comprising,Core 1, 600-1200/1 A, Class PX for distance protection. Core 2, 600-1200/1A, 30 VA Class 5P20 Class 0.2 for over current protect | 150 kV Current transformer for line bay complete with clamps and supporting structure consisting, Core 1, 600-1200/1 A, Class PX for distance protection. Core 2, 600-1200/1A, 30 VA Class 5P20 Class 0.2 for over current protection | 2015-02-03 09:52:28 | 0 | Unit | 1400 | 0000 | IDR | General | 0 | 12502 | Material | N | N | N | ""
9796 | 313169-0000 | 150 kV double suspension string insulator set with fitting | 150 kV double suspension string insulator set with fittings | 2015-02-10 10:56:38 | 0 | Set | 2963956 | 0000 | IDR | General | 0 | 12502 | Material | N | N | N | ""
9799 | 323112-0000 | 150 kV double suspension string insulator set with fitting | 150 kV double suspension string insulator set with fittings | 2015-02-10 13:31:34 | 0 | Set | 0 | 0000 | IDR | General | 0 | 12502 | Material | N | N | N | ""
11043 | 313392-0000 | 150 Kv Double Suspension string set for 2XTAL 660 Sqmm, 120 Kn without insulator, with turnbuckle, envelope type, fixing bolt M20-60mm | 150 Kv Double Suspension string set for 2XTAL 660 Sqmm, 120 Kn without insulator, with turnbuckle, envelope type, fixing bolt M20-60mm | 2018-03-01 17:08:43 | 0 | Set | 138.38 | 0000 | USD | General | 0 | 13648 | Material | N | N | N | ""
11044 | 313393-0000 | 150 Kv Double Suspension string set for TAL 850 Sqmm, 120 Kn without insulator, with turnbuckle, envelope type, fixing bolt M20-60mm | 150 Kv Double Suspension string set for TAL 850 Sqmm, 120 Kn without insulator, with turnbuckle, envelope type, fixing bolt M20-60mm | 2018-03-01 17:11:52 | 0 | Set | 0 | 0000 |  | General | 0 | 13648 | Material | N | N | N | ""
9626 | 313109-0000 | 150 kV double tension string insulator set with fitting | 150 kV double tension string insulator set with fittings | 2015-02-02 15:35:23 | 0 | Set | 0 | 0000 | IDR | General | 0 | 12502 | Material | N | N | N | ""
9734 | 323065-0000 | 150 kV Lightning Arrester, 20 kA, complete with clamp, supporting structure and surge counter | 150 kV Lightning Arrester, 20 kA, complete with clamp, supporting structure and surge counter | 2015-02-03 09:56:03 | 0 | Unit | 1400 | 0000 | IDR | General | 0 | 12502 | Material | N | N | N | ""
9639 | 313122-0000 | 150 kV Lightning Arrester, 20 kA, complete with surge counter | 150 kV Lightning Arrester, 20 kA, complete with surge counter | 2015-03-13 14:15:23 | 0 | Unit | 14311.14 | 0000 | CNY | General | 0 | 12502 | Material | N | N | N | ""
10744 | 323181-0000 | 150 kV NCT Installed on top the Transformer Tank as per-TPG. | 150 kV NCT Installed on top of the Transformer Tank as per-TPG. | 2017-08-03 19:02:59 | 0 | Set | 85000000 | 0000 | IDR | General | 0 | 0 | Material | N | N | N | ""
11059 | 313403-0000 | 150 kV single phase cable sealing end complete | 150 kV single phase cable end sealing complete | 2018-03-16 10:32:17 | 0 | Set | 0 | 0000 |  | General | 0 | 0 | Material | N | N | N | ""
11058 | 313402-0000 | 150 kV Single phase XLPE Power Cable CU 3 x 2 x 1000 mm2/ph complete | 150 kV Single phase XLPE Power Cable CU 3 x 2 x 1000 mm2/ph complete | 2018-03-16 10:31:16 | 0 | Mtr | 0 | 0000 |  | General | 0 | 0 | Material | N | N | N | ""
9632 | 313115-0000 | 150 kV single suspension string insulator set with fitting | 150 kV single suspension string insulator set with fittings | 2015-02-02 16:08:33 | 0 | Unit | 2658201 | 0000 | IDR | General | 0 | 12502 | Material | N | N | N | ""
9727 | 323058-0000 | 150 kV single suspension string insulator set with fitting | 150 kV single suspension string insulator set with fittings | 2015-02-03 09:44:11 | 0 | Set | 645000 | 0000 | IDR | General | 0 | 12502 | Material | N | N | N | ""
10045 | 313190-0000 | 150 kV single suspension string set for TAL 850 sqm, 120 kN | 150 kV single suspension string set for TAL 850 sqm, 120 kN | 2015-11-19 11:04:03 | 0 | Set | 45.5 | 0000 | USD | General | 0 | 13648 | Material | N | N | N | ""
9631 | 313114-0000 | 150 kV single tension string insulator set with fitting | 150 kV single tension string insulator set with fittings | 2015-02-02 16:07:40 | 0 | Set | 2350530 | 0000 | IDR | General | 0 | 12502 | Material | N | N | N | ""
9726 | 323057-0000 | 150 kV single tension string insulator set with fitting | 150 kV single tension string insulator set with fittings | 2015-02-03 09:43:14 | 0 | Set | 1846500 | 0000 | IDR | General | 0 | 12502 | Material | N | N | N | ""
9661 | 313144-0000 | 150/70kV, 60 MVA 3-Phase Pawer Transformer include Remote Control Panel (RCP) complete with accessories and supporting structure for mounting 150 kV and 70 kV NCT | 150/70kV, 60 MVA 3-Phase Pawer Transformer include Remote Control Panel (RCP) complete with accessories and supporting structure for mounting 150 kV and 70 kV NCT | 2015-02-02 17:50:31 | 0 | Unit | 9999999999.99 | 0000 | IDR | General | 9999999999.99 | 12502 | Material | N | N | N | ""
10844 | 111464-0000 | 150kV CVT Steel Support | 150kV CVT Steel Support | 2017-08-04 10:39:49 | 0 | Set | 0 | 0000 |  | General | 0 | 0 | Material | N | N | N | ""
10987 | 313376-0000 | 150kV Double tension string set for 2xTAL 660SQmm, 120kN without insulator, with turnbuckle, compression type, Fixing bolt U-bolt M20-60mm | 150kV Double tension string set for 2xTAL 660SQmm, 120kN without insulator, with turnbuckle, compression type, Fixing bolt U-bolt M20-60mm | 2017-09-25 10:50:54 | 0 | Set | 4170360 | 0000 | IDR | General | 0 | 13226 | Material | N | N | N | ""
12807 | 313806-0000 | 150kV Double tension string set for 2xTAL 660SQmm, 120kN without insulator, without turnbuckle, compression type, span 200, Fixing bolt U-bolt M20-60mm | 150kV Double tension string set for 2xTAL 660SQmm, 120kN without insulator, without turnbuckle, compression type, span 200, Fixing bolt U-bolt M20-60mm | 2025-12-04 20:46:02 | 0 | Set | 3935760 | 0000 | IDR | General | 0 | 0 | Material | N | N | N | ""
12804 | 313803-0000 | 150kV Double tension string set for 2xTAL 850SQmm, 120kN without insulator, with turnbuckle, compression type, Fixing bolt U-bolt M20-60mm | 150kV Double tension string set for 2xTAL 850SQmm, 120kN without insulator, with turnbuckle, compression type, Fixing bolt U-bolt M20-60mm | 2025-12-04 20:44:16 | 0 | Set | 4219120 | 0000 | IDR | General | 0 | 0 | Material | N | N | N | ""
12805 | 313804-0000 | 150kV Double tension string set for 2xTAL 850SQmm, 120kN without insulator, without turnbuckle, compression type, Fixing bolt U-bolt M20-60mm | 150kV Double tension string set for 2xTAL 850SQmm, 120kN without insulator, without turnbuckle, compression type, Fixing bolt U-bolt M20-60mm | 2025-12-04 20:44:47 | 0 | Set | 3990960 | 0000 | IDR | General | 0 | 0 | Material | N | N | N | ""
12649 | 313749-0000 | 150kV Double tension string set for TAL 850SQmm, 120kN without insulator, with turnbuckle, compression type | 150kV Double tension string set for TAL 850SQmm, 120kN without insulator, with turnbuckle, compression type | 2025-06-12 11:25:59 | 0 | Set | 3360947 | 0000 | IDR | General | 0 | 0 | Material | N | N | N | ""
12340 | 313620-0000 | 150kV Double tension string set for TAL 850SQmm, 120kN without insulator, without turnbuckle, compression type | 150kV Double tension string set for TAL 850SQmm, 120kN without insulator, without turnbuckle, compression type | 2024-04-27 19:29:51 | 0 | Set | 2806739 | 0000 | IDR | General | 0 | 0 | Material | N | N | N | ""
10715 | 323165-0000 | 150kV Post Insulator as per-TPG. | 150kV Post Insulator as per-TPG. | 2017-08-03 18:26:16 | 0 | Set | 7800000 | 0000 | IDR | General | 0 | 0 | Material | N | N | N | ""
10836 | 313310-0000 | 150kV Single phase Capacitor Voltage Transformer | 150kV Single phase Capacitor Voltage Transformer | 2017-08-04 10:25:55 | 0 | Pcs | 5200 | 0000 | EUR | General | 0 | 0 | Material | N | N | N | ""
10713 | 323163-0000 | 150kV Single phase Current Transformer comprising, complete w/ | 150kV Single phase Current Transformer consisting, complete w/ | 2017-08-03 18:23:23 | 0 | Set | 0 | 0000 |  | General | 0 | 0 | Material | N | N | N | ""
12851 | 313846-0000 | 150kV Single Suspension String Set for 2xTAL 850 sqmm, 120kN without insulator, Press Type | 150kV Single Suspension String Set for 2xTAL 850 sqmm, 120kN without insulator, Press Type | 2025-12-22 18:48:35 | 0 | Set | 3343280 | 0000 | IDR | General | 0 | 0 | Material | N | N | N | ""
11284 | 211234-0000 | 150kV Single suspension string set for 1xAAAC 300Qmm, 120kN, without insulator, envelope type (U-bolt type, M20x90mm) | 150kV Single suspension string set for 1xAAAC 300Qmm, 120kN, without insulator, envelope type (U-bolt type, M20x90mm) | 2019-02-11 14:50:21 | 0 | Set | 61484 | 0000 | KRW | General | 0 | 14049 | Material | N | N | N | ""
11283 | 211233-0000 | 150kV Single suspension string set for 1xAAAC 630Qmm, 120kN, w/o insulator, envelope type (U-bolt type, M20x90mm) | 150kV Single suspension string set for 1xAAAC 630Qmm, 120kN, w/o insulator, envelope type (U-bolt type, M20x90mm) | 2019-02-11 14:49:13 | 0 | Set | 73588 | 0000 | KRW | General | 0 | 14049 | Material | N | N | N | ""
12809 | 313808-0000 | 150kV Single suspension string set for 1xTAL 660SQmm, 120kN without insulator, Press type, Arching horn, CDE Compression, Direct | 150kV Single suspension string set for 1xTAL 660SQmm, 120kN without insulator, Press type, Arching horn, CDE Compression, Direct | 2025-12-04 20:46:59 | 0 | Set | 2024908 | 0000 | IDR | General | 0 | 0 | Material | N | N | N | ""
12839 | 313837-0000 | 150kV Single Suspension string set for 1xTAL 660SQmm, 120kN without insulator, without turnbuckle, compression type | 150kV Single Suspension string set for 1xTAL 660SQmm, 120kN without insulator, without turnbuckle, compression type | 2025-12-07 12:56:44 | 0 | Set | 0 | 0000 |  | General | 0 | 0 | Material | N | N | N | ""
12678 | 313755-0000 | 150kV Single Suspension String Set for 1xTAL 850 sqmm, 120kN without insulator, strain clamp type | 150kV Single Suspension String Set for 1xTAL 850 sqmm, 120kN without insulator, strain clamp type | 2025-07-08 13:04:29 | 0 | Set | 1859388 | 0000 | IDR | General | 0 | 0 | Material | N | N | N | ""
11300 | 313448-0000 | 150kV Single suspension string set for 2xAAAC 630Qmm, 120kN, w/o insulator, envelope type | 150kV Single suspension string set for 2xAAAC 630Qmm, 120kN, w/o insulator, envelope type | 2019-02-12 18:42:07 | 0 | Set | 2103500 | 0000 | IDR | General | 0 | 14049 | Material | N | N | N | ""
11382 | 313475-0000 | 150kV Single suspension string set for 2xAAAC 630Qmm, 120kN, w/o insulator, envelope type (U-bolt type, M20x90mm) | 150kV Single suspension string set for 2xAAAC 630Qmm, 120kN, w/o insulator, envelope type (U-bolt type, M20x90mm) | 2019-04-30 17:44:47 | 0 | Pcs | 2220413 | 0000 | IDR | General | 0 | 1237 | Material | N | N | N | ""
11282 | 211232-0000 | 150kV Single suspension string set for 2xAAC Lupine 1267SQmm, 120kN, w/o insulator, envelope type (U-bolt type, M20x90mm) | 150kV Single suspension string set for 2xAAC Lupine 1267SQmm, 120kN, w/o insulator, envelope type (U-bolt type, M20x90mm) | 2019-02-11 14:35:59 | 0 | Set | 153306 | 0000 | KRW | General | 0 | 14049 | Material | N | N | N | ""
12806 | 313805-0000 | 150kV Single Suspension string set for 2xTAL 660SQmm, 120kN without insulator, Bolted type, span 200, arching horn | 150kV Single Suspension string set for 2xTAL 660SQmm, 120kN without insulator, Bolted type, span 200, arching horn | 2025-12-04 20:45:27 | 0 | Set | 0 | 0000 |  | General | 0 | 0 | Material | N | N | N | ""
10986 | 313375-0000 | 150kV Single suspension string set for 2xTAL 660SQmm, 120kN without insulator, envelope type, Fixing bolt U-bolt M20-60mm | 150kV Single suspension string set for 2xTAL 660SQmm, 120kN without insulator, envelope type, Fixing bolt U-bolt M20-60mm | 2017-09-26 11:55:36 | 0 | Set | 100.63 | 0000 | USD | General | 0 | 13226 | Material | N | N | N | ""
12810 | 313809-0000 | 150kV Single suspension string set for 2xTAL 660SQmm, 120kN without insulator, Press type, Arching horn, CDE Compression, Direct, span 200 | 150kV Single suspension string set for 2xTAL 660SQmm, 120kN without insulator, Press type, Arching horn, CDE Compression, Direct, span 200 | 2025-12-04 20:47:29 | 0 | Set | 3287160 | 0000 | IDR | General | 0 | 0 | Material | N | N | N | ""
12837 | 313835-0000 | 150kV Single Suspension string set for 2xTAL 850SQmm, 120kN without insulator, Bolted type, span 200, arching horn | 150kV Single Suspension string set for 2xTAL 850SQmm, 120kN without insulator, Bolted type, span 200, arching horn | 2025-12-07 12:45:39 | 0 | Set | 2697440 | 0000 | IDR | General | 0 | 0 | Material | N | N | N | ""
12848 | 313844-0000 | 150kV Single Suspension string set for TAL 1x850SQmm, 120kN without insulator, envelope type | 150kV Single Suspension string set for TAL 1x850SQmm, 120kN without insulator, envelope type | 2025-12-11 19:43:16 | 0 | Set | 0 | 0000 |  | General | 0 | 0 | Material | N | N | N | ""
10984 | 313373-0000 | 150kV Single suspension string set for TAL 850SQmm, 120kN without insulator, envelope type, Fixing bolt U-bolt M20-60mm | 150kV Single suspension string set for TAL 850SQmm, 120kN without insulator, envelope type, Fixing bolt U-bolt M20-60mm | 2017-09-26 11:54:16 | 0 | Set | 2086039 | 0000 | IDR | General | 0 | 13226 | Material | N | N | N | ""
11280 | 211230-0000 | 150kV Single tansion string set for 1xAAAC 300SQmm, 120kN, w/o insulator, w/ turnbuckle, compression type (U-bolt type, M20x90mm) | 150kV Single tansion string set for 1xAAAC 300SQmm, 120kN, w/o insulator, w/ turnbuckle, compression type (U-bolt type, M20x90mm) | 2019-02-11 14:46:26 | 0 | Set | 142171 | 0000 | KRW | General | 0 | 0 | Material | N | N | N | ""
11281 | 211231-0000 | 150kV Single tansion string set for 1xAAAC 300SQmm, 120kN, w/o insulator, without turnbuckle, compression type (U-bolt type, M20x90mm) | 150kV Single tansion string set for 1xAAAC 300SQmm, 120kN, w/o insulator, without turnbuckle, compression type (U-bolt type, M20x90mm) | 2019-02-11 14:47:50 | 0 | Set | 128455 | 0000 | KRW | General | 0 | 0 | Material | N | N | N | ""
11278 | 211228-0000 | 150kV Single tansion string set for 1xAAAC 630SQmm, 120kN, w/o insulator, w/ turnbuckle, compression type (U-bolt type, M20x90mm) | 150kV Single tansion string set for 1xAAAC 630SQmm, 120kN, w/o insulator, w/ turnbuckle, compression type (U-bolt type, M20x90mm) | 2019-02-11 14:45:19 | 0 | Set | 130230 | 0000 | KRW | General | 0 | 0 | Material | N | N | N | ""
11279 | 211229-0000 | 150kV Single tansion string set for 1xAAAC 630SQmm, 120kN, w/o insulator, without turnbuckle, compression type (U-bolt type, M20x90mm) | 150kV Single tansion string set for 1xAAAC 630SQmm, 120kN, w/o insulator, without turnbuckle, compression type (U-bolt type, M20x90mm) | 2019-02-11 14:45:50 | 0 | Set | 116512 | 0000 | KRW | General | 0 | 0 | Material | N | N | N | ""
11299 | 313447-0000 | 150kV Single tansion string set for 2xAAAC 630SQmm, 120kN, w/o insulator, w/o turnbuckle, compression type | 150kV Single tansion string set for 2xAAAC 630SQmm, 120kN, w/o insulator, w/o turnbuckle, compression type | 2019-02-12 18:40:27 | 0 | Set | 191.5 | 0000 | USD | General | 0 | 14049 | Material | N | N | N | ""
11276 | 211226-0000 | 150kV Single tansion string set for 2xAAC Lupine 1267SQmm, 120kN, w/o insulator, w/ turnbuckle, compression type (U-bolt type, M20x90mm) | 150kV Single tansion string set for 2xAAC Lupine 1267SQmm, 120kN, w/o insulator, w/ turnbuckle, compression type (U-bolt type, M20x90mm) | 2019-02-11 14:40:16 | 0 | Set | 341953 | 0000 | KRW | General | 0 | 0 | Material | N | N | N | ""
11277 | 211227-0000 | 150kV Single tansion string set for 2xAAC Lupine 1267SQmm, 120kN, w/o insulator, without turnbuckle, compression type (U-bolt type, M20x90mm) | 150kV Single tansion string set for 2xAAC Lupine 1267SQmm, 120kN, w/o insulator, without turnbuckle, compression type (U-bolt type, M20x90mm) | 2019-02-11 14:40:37 | 0 | Set | 314520 | 0000 | KRW | General | 0 | 0 | Material | N | N | N | ""
12841 | 313839-0000 | 150kV Single tension string set for 1xTAL 660SQmm, 120kN without insulator, with turnbuckle, compression type | 150kV Single tension string set for 1xTAL 660SQmm, 120kN without insulator, with turnbuckle, compression type | 2025-12-07 14:04:59 | 0 | Set | 2459405 | 0000 | IDR | General | 0 | 0 | Material | N | N | N | ""
12838 | 313836-0000 | 150kV Single tension string set for 1xTAL 660SQmm, 120kN without insulator, without turnbuckle, compression type | 150kV Single tension string set for 1xTAL 660SQmm, 120kN without insulator, without turnbuckle, compression type | 2025-12-07 12:53:52 | 0 | Set | 1789408 | 0000 | IDR | General | 0 | 0 | Material | N | N | N | ""
11381 | 313474-0000 | 150kV Single tension string set for 2xAAAC 630SQmm, 120kN, w/o insulator, w/o turnbuckle, compression type (U-bolt type, M20x90mm) | 150kV Single tension string set for 2xAAAC 630SQmm, 120kN, w/o insulator, w/o turnbuckle, compression type (U-bolt type, M20x90mm) | 2019-04-30 17:43:17 | 0 | Pcs | 219308 | 0000 | KRW | General | 0 | 1237 | Material | N | N | N | ""
10983 | 313372-0000 | 150kV Single tension string set for 2xTAL 660SQmm, 120kN without insulator, with turnbuckle, compression type, Fixing bolt, U-bolt M20-60mm | 150kV Single tension string set for 2xTAL 660SQmm, 120kN without insulator, with turnbuckle, compression type, Fixing bolt, U-bolt M20-60mm | 2017-09-26 11:53:50 | 0 | Set | 196.38 | 0000 | USD | General | 0 | 13226 | Material | N | N | N | ""
12808 | 313807-0000 | 150kV Single tension string set for 2xTAL 660SQmm, 120kN without insulator, without turnbuckle, compression type, Fixing bolt, U-bolt M20-60mm | 150kV Single tension string set for 2xTAL 660SQmm, 120kN without insulator, without turnbuckle, compression type, Fixing bolt, U-bolt M20-60mm | 2025-12-04 20:46:31 | 0 | Set | 0 | 0000 |  | General | 0 | 0 | Material | N | N | N | ""
12650 | 313750-0000 | 150kV Single tension string set for TAL 1x850 sqmm, 120kN without insulator, with turnbuckle, compression type | 150kV Single tension string set for TAL 1x850 sqmm, 120kN without insulator, with turnbuckle, compression type | 2025-06-12 11:31:28 | 0 | Set | 2468705 | 0000 | IDR | General | 0 | 0 | Material | N | N | N | ""
10985 | 313374-0000 | 150kV Single tension string set for TAL 850SQmm, 120kN without insulator, without turnbuckle, compression type, Fixing bolt U-bolt M20-60mm | 150kV Single tension string set for TAL 850SQmm, 120kN without insulator, without turnbuckle, compression type, Fixing bolt U-bolt M20-60mm | 2017-09-26 11:54:43 | 0 | Set | 2067021 | 0000 | IDR | General | 0 | 13226 | Material | N | N | N | ""
11259 | 211209-0000 | 1645deg. terminal connector for 1xAAAC 300SQmm to 8-D 14.0 holes flat | 1645deg. terminal connector for 1xAAAC 300SQmm to 8-D 14.0 holes flat | 2019-02-11 14:01:24 | 0 | Pcs | 94.13 | 0000 | USD | General | 0 | 14049 | Material | N | N | N | ""
10745 | 323182-0000 | 20 kV Neutral Grounding Resistor Including NCT for SEF and NCT for REF-LV. | 20 kV Neutral Grounding Resistor Including NCT for SEF and NCT for REF-LV. | 2017-08-03 19:04:09 | 0 | Set | 226500000 | 0000 | IDR | General | 0 | 0 | Material | N | N | N | ""
10852 | 313318-0000 | 20/0, 4kV Auxiliary Service Transformer as per-TPG | 20/0, 4kV Auxiliary Service Transformer as per-TPG | 2017-08-04 11:00:23 | 0 | Set | 83000000 | 0000 | IDR | General | 0 | 0 | Material | N | N | N | ""
10722 | 323172-0000 | 20/0, 4kV Auxiliary Service Transformer as per-TPG | 20/0, 4kV Auxiliary Service Transformer as per-TPG | 2017-08-03 18:34:17 | 0 | Set | 6350000 | 0000 | IDR | General | 0 | 0 | Material | N | N | N | ""
10721 | 323171-0000 | 20kV Auxiliarry Service Transformer cubicle Complete Set as per-TPG | 20kV Auxiliary Service Transformer cubicle Complete Set as per-TPG | 2017-08-03 18:33:13 | 0 | Set | 209000000 | 0000 | IDR | General | 0 | 0 | Material | N | N | N | ""
10719 | 323169-0000 | 20kV Busbar Section cubicle as per-TPG. | 20kV Busbar Section cubicle as per-TPG. | 2017-08-03 18:31:20 | 0 | Set | 318183000 | 0000 | IDR | General | 0 | 0 | Material | N | N | N | ""
10838 | 313312-0000 | 20kV Busbar Voltage Transformer and Earthing switch cubicle as per-TPG. | 20kV Busbar Voltage Transformer and Earthing switch cubicle as per-TPG. | 2017-08-04 10:27:48 | 0 | Set | 209000000 | 0000 | IDR | General | 0 | 0 | Material | N | N | N | ""
10717 | 323167-0000 | 20kV Busbar Voltage Transformer and Earthing switch cubicle as per-TPG. | 20kV Busbar Voltage Transformer and Earthing switch cubicle as per-TPG. | 2017-08-03 18:28:07 | 0 | Set | 0 | 0000 |  | General | 0 | 0 | Material | N | N | N | ""
10837 | 313311-0000 | 20kV Incoming feeder cubicle Including CB, CT, Protection and Measurement Devices | 20kV Incoming feeder cubicle Including CB, CT, Protection and Measurement Devices | 2017-08-04 10:27:06 | 0 | Set | 409000000 | 0000 | IDR | General | 0 | 0 | Material | N | N | N | ""
10716 | 323166-0000 | 20kV Incoming feeder cubicle Including CB, CT, Protection and Measurement Devices | 20kV Incoming feeder cubicle Including CB, CT, Protection and Measurement Devices | 2017-08-03 18:27:11 | 0 | Set | 0 | 0000 |  | General | 0 | 0 | Material | N | N | N | ""
10720 | 323170-0000 | 20kV Outgoing feeder cubicle Including CB, Protection and Measurement Devices | 20kV Outgoing feeder cubicle Including CB, Protection and Measurement Devices | 2017-08-03 18:32:27 | 0 | Set | 307000000 | 0000 | IDR | General | 0 | 0 | Material | N | N | N | ""
11190 | 313442-0000 | 24 kV XLPE N2XSY 185 mm2 | 24 kV XLPE N2XSY 185 mm2 | 2018-10-23 13:48:10 | 0 | Mtr | 285623 | 0000 | IDR | General | 0 | 0 | Material | N | N | N | ""
11189 | 313441-0000 | 24 kV XLPE N2XSY 400 mm2 | 24 kV XLPE N2XSY 400 mm2 | 2018-10-23 13:47:20 | 0 | Mtr | 504052 | 0000 | IDR | General | 0 | 0 | Material | N | N | N | ""
10718 | 323168-0000 | 24 kV XLPE Power cable for 20kV- Incoming TR as per-TPG | 24 kV XLPE Power cable for 20kV- Incoming TR as per-TPG | 2017-08-03 18:30:10 | 0 | Mtr | 0 | 0000 |  | General | 0 | 0 | Material | N | N | N | ""
10854 | 313320-0000 | 24 kV XLPE Power cable for incoming AST as per-TPG | 24 kV XLPE Power cable for incoming AST as per-TPG | 2017-08-04 11:01:21 | 0 | Mtr | 0 | 0000 |  | General | 0 | 0 | Material | N | N | N | ""
11942 | 611230-0000 | 4 Bundle Yoke Plate 120 kN | 4 Bundle Yoke Plate 120 kN | 2021-10-15 18:41:03 | 0 | Pcs | 1788096 | 0000 | IDR | General | 0 | 0 | Material | N | N | N | ""
9766 | 323097-0000 | 400 VAC SWITCH FUSE DISTRIBUTION BOARD SUITABLE FOR 110 VDC TO SUPPLY THE CONTROL BUILDING, YARD LIGHTING AND HV EQUIPMENT, TO COMPLETE THE SPECIFIED SCOPE OF WORK, INCLUDING NECESSARY SPARE MCB. | 400 VAC SWITCH FUSE DISTRIBUTION BOARD SUITABLE FOR 110 VDC TO SUPPLY THE CONTROL BUILDING, YARD LIGHTING AND HV EQUIPMENT, TO COMPLETE THE SPECIFIED SCOPE OF WORK, INCLUDING NECESSARY SPARE MCB. | 2015-02-03 14:19:43 | 0 | Set | 0 | 0000 | IDR | General | 0 | 12502 | Material | N | N | N | ""
9670 | 313153-0000 | 400 VAC SWITCH FUSE DISTRIBUTION BOARD SUITABLE FOR 110 VDC TO SUPPLY THE CONTROL BUILDING, YARD LIGHTING AND HV EQUIPMENT, TO COMPLETE THE SPECIFIED SCOPE OF WORK, INCLUDING NECESSARY SPARE MCB. | 400 VAC SWITCH FUSE DISTRIBUTION BOARD SUITABLE FOR 110 VDC TO SUPPLY THE CONTROL BUILDING, YARD LIGHTING AND HV EQUIPMENT, TO COMPLETE THE SPECIFIED SCOPE OF WORK, INCLUDING NECESSARY SPARE MCB. | 2015-02-03 16:44:14 | 0 | Set | 170000000 | 0000 | IDR | General | 0 | 12502 | Material | N | N | N | ""
10762 | 323185-0000 | 400/230 VAC Distribution Board complete with MCB for HV | 400/230 VAC Distribution Board complete with MCB for HV | 2017-08-03 19:23:26 | 0 | Set | 0 | 0000 |  | General | 0 | 0 | Material | N | N | N | ""
10870 | 313336-0000 | 400/230 VAC Distribution Board complete with MCB for HV | 400/230 VAC Distribution Board complete with MCB for HV | 2017-08-04 11:13:42 | 0 | Set | 235000000 | 0000 | IDR | General | 0 | 0 | Material | N | N | N | ""
10702 | 313292-0000 | 400/230 VAC Distribution Board complete with MCB for HV | 400/230 VAC Distribution Board complete with MCB for HV | 2017-08-03 17:41:01 | 0 | Set | 60000000 | 0000 | IDR | General | 0 | 0 | Material | N | N | N | ""
10159 | 020001-0000 | 4100 | 4100 | 2016-02-24 16:18:33 | 0 | ea | 85000 | 0000 | IDR | General | 0 | 9100 | Material | N | N | N | ""
10980 | 313369-0000 | 45 deg terminal connector for 2xTAL 660SQmm to 4-dia 14 holes flat, cc 45,pad 100x100x20T | 45 deg terminal connector for 2xTAL 660SQmm to 4-dia 14 holes flat, cc 45, pad 100x100x20T | 2017-09-25 10:46:53 | 0 | Pcs | 770000 | 0000 | IDR | General | 0 | 13226 | Material | N | N | N | ""
10051 | 313196-0000 | 45 deg. terminal conector for CB. TAL 850 sqm to 8-dia. 14 holes flat, cc 50, pad 200x100x20T | 45 deg. terminal connector for CB. TAL 850 sqm to 8-dia. 14 holes flat, cc 50, pad 200x100x20T | 2015-11-19 11:11:46 | 0 | Pcs | 104.19 | 0000 | USD | General | 0 | 13648 | Material | N | N | N | ""
10979 | 313368-0000 | 45 degrees terminal connector for TAL 850SQmm to 8-dia 14 holes flat-cc 50-pad 200x100x15T | 45 degrees terminal connector for TAL 850SQmm to 8-dia 14 holes flat-cc 50-pad 200x100x15T | 2017-09-25 10:44:33 | 0 | Pcs | 66.06 | 0000 | USD | General | 0 | 13226 | Material | N | N | N | ""
11257 | 211207-0000 | 45deg. terminal connector for 1xAAAC 630SQmm to 8-D 14.0 holes flat | 45deg. terminal connector for 1xAAAC 630SQmm to 8-D 14.0 holes flat | 2019-02-11 13:57:34 | 0 | Pcs | 110865 | 0000 | KRW | General | 0 | 14049 | Material | N | N | N | ""
11255 | 211205-0000 | 45deg. terminal connector for 2xAAC Lupine 1267SQmm to 8-D 14.0 holes flat | 45deg. terminal connector for 2xAAC Lupine 1267SQmm to 8-D 14.0 holes flat | 2019-02-11 13:54:25 | 0 | Pcs | 142.18 | 0000 | USD | General | 0 | 14049 | Material | N | N | N | ""
9773 | 323101-0000 | 48 V DC SWITCH FUSE DISTRIBUTION BOARD SUITABLE FOR 48 V DC BATTERY SET, HV EQUIPMENT OF MINIMUM 10 BAYS, MV SWITCHGEAR, ETC TO COMPLETE THE SPECIFIED SCOPE OF WORK, INCLUDING NECESSARY SPARE MCB. | 48 V DC SWITCH FUSE DISTRIBUTION BOARD SUITABLE FOR 48 V DC BATTERY SET, HV EQUIPMENT OF MINIMUM 10 BAYS, MV SWITCHGEAR, ETC TO COMPLETE THE SPECIFIED SCOPE OF WORK, INCLUDING NECESSARY SPARE MCB. | 2015-02-03 14:31:15 | 0 | Set | 2785000 | 0000 | IDR | General | 0 | 12502 | Material | N | N | N | ""
9782 | 313162-0000 | 48 V DC SWITCH FUSE DISTRIBUTION BOARD SUITABLE FOR 48 V DC BATTERY SET, HV EQUIPMENT OF MINIMUM 10 BAYS, MV SWITCHGEAR, ETC TO COMPLETE THE SPECIFIED SCOPE OF WORK, INCLUDING NECESSARY SPARE MCB. | 48 V DC SWITCH FUSE DISTRIBUTION BOARD SUITABLE FOR 48 V DC BATTERY SET, HV EQUIPMENT OF MINIMUM 10 BAYS, MV SWITCHGEAR, ETC TO COMPLETE THE SPECIFIED SCOPE OF WORK, INCLUDING NECESSARY SPARE MCB. | 2015-02-03 14:42:05 | 0 | Set | 90000000 | 0000 | IDR | General | 0 | 12502 | Material | N | N | N | ""
9771 | 313158-0000 | 48 VDC BATTERY SUITABLE FOR SUPPLYING ALL 48 VDC FOR 8 HOURS DISCHARGE (MINIMUM CAPACITY IS 165 AH 480 VDC, SUBJECT TO CALCULATION). | 48 VDC BATTERY SUITABLE FOR SUPPLYING ALL 48 VDC FOR 8 HOURS DISCHARGE (MINIMUM CAPACITY IS 165 AH 480 VDC, SUBJECT TO CALCULATION). | 2015-02-03 14:29:19 | 0 | Set | 146000000 | 0000 | IDR | General | 0 | 12502 | Material | N | N | N | ""
9780 | 323106-0000 | 48 VDC BATTERY SUITABLE FOR SUPPLYING ALL 48 VDC FOR 8 HOURS DISCHARGE (MINIMUM CAPACITY IS 165 AH 480 VDC, SUBJECT TO CALCULATION). | 48 VDC BATTERY SUITABLE FOR SUPPLYING ALL 48 VDC FOR 8 HOURS DISCHARGE (MINIMUM CAPACITY IS 165 AH 480 VDC, SUBJECT TO CALCULATION). | 2015-02-03 14:39:39 | 0 | Set | 3750000 | 0000 | IDR | General | 0 | 12502 | Material | N | N | N | ""
10701 | 313291-0000 | 48 VDC Distribution Board complete with MCB and include necessary | 48 VDC Distribution Board complete with MCB and include necessary | 2017-08-03 17:35:35 | 0 | Set | 40000000 | 0000 | IDR | General | 0 | 0 | Material | N | N | N | ""
10876 | 313342-0000 | 48V DC battery Charger 100A plus dioda dropper. | 48V DC battery charger 100A plus dropper diode. | 2017-08-04 11:17:03 | 0 | Set | 149808567 | 0000 | IDR | General | 0 | 0 | Material | N | N | N | ""
10877 | 313343-0000 | 48V DC battery, 350Ah, 8 hours Autonomy. | 48V DC battery, 350Ah, 8 hours Autonomy. | 2017-08-04 11:17:55 | 0 | Set | 204707359 | 0000 | IDR | General | 0 | 0 | Material | N | N | N | ""
10874 | 313340-0000 | 48V DC FUSE BOX | 48V DC FUSE BOX | 2017-08-04 11:15:59 | 0 | Set | 6978660 | 0000 | IDR | General | 0 | 0 | Material | N | N | N | ""
9700 | 111330-0000 | 50 mm Asphalt hot mix | 50 mm Hot Mix Asphalt | 2015-02-02 18:47:13 | 0 | M2 | 881780.31 | 0000 | IDR | General | 0 | 12502 | Material | N | N | N | ""
9657 | 313140-0000 | 70 kV 3 Phase Disconnecting Switch motor operated, 31.5 kA 1250 A without Earthing switch for IBT bay | 70 kV 3 Phase Disconnecting Switch motor operated, 31.5 kA 1250 A without Earthing switch for IBT bay | 2015-03-13 14:24:49 | 0 | Set | 69653140 | 0000 | IDR | General | 5230 | 12502 | Material | N | N | N | ""
9658 | 313141-0000 | 70 kV 3 Phase SF6 Circuit Breaker 40 kA 2000 A, complete with clamps and supporting structure for IBT bay | 70 kV 3 Phase SF6 Circuit Breaker 40 kA 2000 A, complete with clamps and supporting structure for IBT bay | 2015-02-02 17:44:02 | 0 | Set | 198371610 | 0000 | IDR | General | 14895 | 12502 | Material | N | N | N | ""
9660 | 313143-0000 | 70 kV Capacitor Voltage Transformer with 2 secondary winding, ratio 70000V.V3 / 100V.V3 / 100V.V3, Burden 30 VA CL 3P, 30 VA CL 0.2, min. capacitance 10000 PF | 70 kV Capacitor Voltage Transformer with 2 secondary winding, ratio 70000V.V3 / 100V.V3 / 100V.V3, Burden 30 VA CL 3P, 30 VA CL 0.2, min. capacitance 10000 PF | 2016-06-23 11:43:25 | 0 | Unit | 2910 | 0000 | USD | General | 0 | 12502 | Material | N | N | N | ""
9659 | 313142-0000 | 70 kV Current transformer for IBT bay comprising, Core 1, 500-1000/1 A, Class PX for differential protection Core 2, 500-1000/1A, 30 VA Class 5P20 Class 0,2 for over current protection, earth fault protection, instrument and metering devices. Core 3, 1000-2000/1A, Class PX for check bus zone protection Core 4, 1000-2000/1A, Class PX for main bus zone protection Core 5, 500-1000/1A, Class 0,2s for bidding meter | 70 kV Current transformer for IBT bay consisting, Core 1, 500-1000/1 A, Class PX for differential protection Core 2, 500-1000/1A, 30 VA Class 5P20 Class 0.2 for over current protection, earth fault protection, instrument and metering devices. Core 3, 1000-2000/1A, Class PX for check bus zone protection Core 4, 1000-2000/1A, Class PX for main bus zone protection Core 5, 500-1000/1A, Class 0.2s for bidding meter | 2017-09-25 10:58:26 | 0 | Set | 2910 | 0000 | USD | General | 0 | 12502 | Material | N | N | N | ""
9797 | 313170-0000 | 70 kV Lightning Arrester, 10 kA, complete with and surge counter | 70 kV Lightning Arrester, 10 kA, complete with and surge counter | 2015-03-13 14:30:35 | 0 | Set | 800 | 0000 | USD | General | 0 | 12502 | Material | N | N | N | ""
9756 | 323087-0000 | 70 kV Lightning Arrester, 20 kA, complete with clamp, supporting structure and surge counter | 70 kV Lightning Arrester, 20 kA, complete with clamp, supporting structure and surge counter | 2015-02-03 14:07:51 | 0 | Set | 1400 | 0000 | IDR | General | 0 | 12502 | Material | N | Y | N | ""
9665 | 313148-0000 | 70 kV Neutral Earthing Resistor | 70 kV Neutral Earthing Resistor | 2015-02-03 17:47:21 | 0 | Set | 0 | 0000 | USD | General | 0 | 12502 | Material | N | N | N | ""
9656 | 313139-0000 | 70 kV single suspension string insulator set with fitting | 70 kV single suspension string insulator set with fittings | 2015-02-02 17:40:01 | 0 | Set | 0 | 0000 | IDR | General | 0 | 12502 | Material | N | N | N | ""
9655 | 313138-0000 | 70 kV single tension string insulator set with fitting | 70 kV single tension string insulator set with fittings | 2015-02-02 17:37:30 | 0 | Set | 0 | 0000 | IDR | General | 0 | 12502 | Material | N | N | N | ""
11261 | 211211-0000 | 90deg. terminal connector for 2xAAC Lupine 1267SQmm to 6-D 14.3 holes flat | 90deg. terminal connector for 2xAAC Lupine 1267SQmm to 6-D 14.3 holes flat | 2019-02-11 14:04:53 | 0 | Pcs | 77.92 | 0000 | USD | General | 0 | 14049 | Material | N | N | N | ""
11154 | 211147-0000 | A2C Lupine 2 x 1267 to Plate 4 - Holes Dia. 16 | A2C Lupine 2 x 1267 to Plate 4 - Holes Dia. 16 | 2018-09-25 11:13:31 | 0 | Pcs | 0 | 0000 |  | General | 0 | 0 | Material | N | N | N | ""
11155 | 211148-0000 | A3C 630 to Plate 4 - Holes Dia. 16 | A3C 630 to Plate 4 - Holes Dia. 16 | 2018-09-25 11:14:31 | 0 | Pcs | 1309000 | 0000 | IDR | General | 0 | 0 | Material | N | N | N | ""
12444 | 313657-0000 | AAC 1267 mm2 (Lupine) | AAC 1267 mm2 (Lupine) | 2024-08-29 20:01:04 | 0 | Mtr | 0 | 0000 |  | General | 0 | 0 | Material | N | N | N | ""
8267 | 323017-0000 | Abonement, power fee, BAST 1 - 3 month, 4.0 KVA | Subscription, power fee, BAST 1 - 3 months, 4.0 KVA | 2013-07-28 10:51:58 | 0 | Ls | 0 | 0000 | IDR | General | 0 | 9991 | Material | N | N | N | ""
8116 | 322001-0000 | Abonement, power fee, BAST 1 > 3 month, 2K2VA | Subscription, power fee, BAST 1 > 3 months, 2K2VA |  | 0 | Ls | 0 | 0000 |  |  | 0 | 0 |  | N | N | N
8117 | 322002-0000 | Abonement, power fee, BAST 1 > 3 month, 3K5VA | Subscription, power fee, BAST 1 > 3 months, 3K5VA |  | 0 | Ls | 0 | 0000 |  |  | 0 | 0 |  | N | N | N
8118 | 322003-0000 | Abonement, power fee, BAST 1 > 3 month, 4K4VA | Subscription, power fee, BAST 1 > 3 months, 4K4VA |  | 0 | Ls | 0 | 0000 |  |  | 0 | 0 |  | N | N | N
12453 | 313665-0000 | AC 0.5 PK | 0.5 PK AC | 2024-09-19 09:39:20 | 0 | Unit | 3200000 | 0000 | IDR | General | 0 | 0 | Material | N | N | N | ""
10847 | 313314-0000 | AC Distribution Board for Server, HMI during AC shutdown | AC Distribution Board for Server, HMI during AC shutdown | 2017-08-04 10:53:50 | 0 | Set | 0 | 0000 |  | General | 0 | 0 | Material | N | N | N | ""
11425 | 313477-0000 | AC split 1.5 PK | 1.5 PK split AC | 2019-07-22 09:46:04 | 0 | Pcs | 3486486.49 | 0000 | IDR | General | 0 | 0 | Material | N | N | N | ""
11426 | 313478-0000 | AC split 2 PK | 2 PK split AC | 2019-07-22 09:46:47 | 0 | Pcs | 5405405.41 | 0000 | IDR | General | 0 | 0 | Material | N | N | N | ""
11585 | 611166-0000 | Access Point | Access Point | 2020-03-02 11:37:56 | 0 | Pcs | 394000 | 0000 | IDR | General | 0 | 0 | Material | N | N | N | ""
9162 | 413060-0000 | Accessories | Accessories | 2014-04-22 14:35:25 | 0 | Pcs | 525000 | 0000 | IDR | General | 0 | 0 | Material | N | N | N | ""
12315 | 313598-0000 | ACSR/AS 250-A1/SA1A-26/7 | ACSR/AS 250-A1/SA1A-26/7 | 2024-04-26 22:29:52 | 0 | Mtr | 41500 | 0000 | IDR | General | 0 | 0 | Material | N | N | N | ""
11233 | 413204-0000 | Adapter Pictail SC/APC | Pictail SC/APC Adapter | 2018-12-27 11:03:22 | 0 | Pcs | 0 | 0000 |  | General | 0 | 0 | Material | N | N | N | ""
8310 | 413038-0000 | Adapter SC/UPC | SC/UPC Adapter | 2013-08-01 10:55:18 | 0 | Pcs | 0 | 0000 | IDR | General | 0 | 10101 | Material | N | N | N | ""
10123 | 413162-0000 | Additional per 1m Patch cord 2 meter, (FC/LC/SC-APC To FC/LC/SC-APC), G.652 D | Additional per 1m Patch cord 2 meters, (FC/LC/SC-APC To FC/LC/SC-APC), G.652 D | 2016-02-01 15:47:47 | 0 | Pcs | 0 | 0000 |  | General | 0 | 0 | Material | N | N | N | ""
12204 | 129437-0000 | Adj Base Plate Rent | Adj Base Plate Rent | 2023-03-21 09:47:53 | 0 | Pc/Month | 8800 | 0000 | IDR | General | 0 | 0 | Material | N | N | N | ""
12279 | 611337-0000 | Adjustable Castor 12 With Spindle | Adjustable Castor 12 With Spindle | 2023-06-03 18:14:48 | 0 | Pc/Month | 113400 | 0000 | IDR | General | 0 | 0 | Material | N | N | N | ""
12020 | 611279-0000 | Adjustable Wrench 12 Inch | Adjustable Wrench 12 Inch | 2022-01-09 12:23:13 | 0 | Pcs | 89500 | 0000 | IDR | General | 0 | 0 | Material | N | N | N | ""
12473 | 820135-0000 | Admin Fee | Admin Fee | 2024-10-17 22:39:45 | 0 | Pcs | 150000 | 0000 | IDR | General | 0 | 0 | Material | N | N | N | ""
10407 | 211100-0000 | ADSS Dead End Assembly Tension String Span 800 | ADSS Dead End Assembly Tension String Span 800 | 2016-11-16 13:59:21 | 0 | Set | 2000000 | 0000 | IDR | General | 0 | 0 | Material | N | N | N | ""
10408 | 211101-0000 | ADSS Spiral Vibration Damper Span 800 | ADSS Spiral Vibration Damper Span 800 | 2016-11-16 13:59:56 | 0 | Set | 378308 | 0000 | IDR | General | 0 | 0 | Material | N | N | N | ""
8343 | 111030-0000 | Agregat Class B | Class B Aggregate | 2013-08-02 14:52:25 | 0 | M3 | 0 | 0000 | IDR | General | 0 | 10101 | Material | N | N | N | ""
12246 | 611314-0000 | Air Compressor 100 PSI | Air Compressor 100 PSI | 2023-05-06 19:55:51 | 0 | Set | 150000000 | 0000 | IDR | General | 0 | 0 | Material | N | N | N | ""
7667 | 310061-PASO | Air Conditioner (AC) - 1 pK | Air Conditioner (AC) - 1 pK |  | 0 | Set | 5049000 | Panas | IDR | "" | 0 | 0 | Material | N | N | N
12726 | 313763-0000 | Air Conditioner (AC) - 1.5 pK | Air Conditioner (AC) - 1.5 pK | 2025-09-30 21:54:11 | 0 | Set | 4800900.9 | 0000 | IDR | General | 0 | 0 | Material | N | N | N | ""
12668 | 313754-0000 | Air Conditioner (AC) - 2 pK | Air Conditioner (AC) - 2 pK | 2025-06-24 11:39:47 | 0 | Set | 0 | 0000 |  | General | 0 | 0 | Material | N | N | N | ""
11645 | 611170-0000 | Air Filter Cartridge | Air Filter Cartridge | 2020-08-25 13:22:06 | 0 | Set | 1559828 | 0000 | IDR | General | 0 | 0 | Material | N | N | N | ""
11646 | 611171-0000 | Air Filter Safety Catridge | Air Filter Safety Cartridge | 2020-08-25 13:24:25 | 0 | Set | 1100750 | 0000 | IDR | General | 0 | 0 | Material | N | N | N | ""
8593 | 111235-0000 | Aircraft warning spheres ball | Aircraft warning spheres ball | 2013-10-04 08:09:53 | 0 | Set | 52 | 0000 | USD | General | 0 | 11132 | Material | N | N | N | ""
11004 | 313379-0000 | Aircrat Warning Light /OBL | Aircraft Warning Light /OBL | 2017-10-11 13:59:47 | 0 | Set | 905 | 0000 | USD | General | 0 | 0 | Material | N | N | N | ""
11143 | 810060-0000 | AKI MOBIL | CAR BATTERY | 2018-08-15 17:47:58 | 0 | Pcs | 1841818.18 | 0000 | IDR | General | 0 | 0 | Material | N | N | N | ""
9343 | 211051-0000 | Aksesoris Tiang | Pole Accessories | 2016-02-10 15:26:58 | 0 | Set | 22500 | 0000 | IDR | General | 25662 | 11841 | Material | N | N | N | ""
8291 | 413020-0000 | Aksesoris Tiang Telepon (Steel Pole) 9 meter | Telephone Pole Accessories (Steel Pole) 9 meters | 2016-02-10 14:53:30 | 0 | Set | 0 | 0000 | IDR | General | 0 | 10101 | Material | N | N | N | ""
11184 | 211174-0000 | Alat Pemadam Kebakaran (APAR) 50 KG | 50 kg Fire Extinguisher (APAR) | 2018-10-22 12:53:35 | 0 | Pcs | 3200000 | 0000 | IDR | General | 0 | 0 | Material | N | N | N | ""
11183 | 211173-0000 | Alat Pemadam Kebakaran (APAR) 6KG | 6KG Fire Extinguisher (APAR) | 2018-10-22 12:52:27 | 0 | Pcs | 650000 | 0000 | IDR | General | 0 | 0 | Material | N | N | N | ""
9100 | 111278-0000 | Alat pendukung pekerjaan civil | Civil work support tools | 2014-03-14 16:23:07 | 0 | Ls | 375000 | 0000 | IDR | General | 0 | 11633 | Material | N | N | N | ""
11567 | 810105-0000 | alkohol 70% | 70% alcohol | 2019-11-26 15:21:28 | 0 | Tub | 3000 | 0000 | IDR | General | 0 | 0 | Material | N | N | N | ""
12248 | 810118-0000 | All Movable Risk Insurance | All Movable Risk Insurance | 2023-05-12 14:14:17 | 0 | Mth | 3263500 | 0000 | IDR | General | 0 | 0 | Material | N | N | N | ""
11910 | 211387-0000 | All Thread Rod 8x12 | All Thread Rod 8x12 | 2021-09-24 13:20:20 | 0 | Pcs | 0 | 0000 |  | General | 0 | 0 | Material | N | N | N | ""
12176 | 211445-0000 | Allumunium Plate Interface 25x75x220mm | Aluminum Plate Interface 25x75x220mm | 2022-11-05 14:27:08 | 0 | Pcs | 0 | 0000 |  | General | 0 | 0 | Material | N | N | N | ""
11305 | 211249-0000 | Altenator | Alternator | 2019-02-27 16:50:52 | 0 | Set | 5250000 | 0000 | IDR | General | 0 | 0 | Material | N | N | N | ""
11867 | 611213-0000 | Altenator STC 24 | STC 24 Alternator | 2021-09-19 16:31:50 | 0 | Unit | 9272727.27 | 0000 | IDR | General | 0 | 0 | Material | N | N | N | ""
12664 | 111686-0000 | Aluminium Foil Insulation | Aluminum Foil Insulation | 2025-06-24 11:25:34 | 0 | M2 | 0 | 0000 |  | General | 0 | 0 | Material | N | N | N | ""
11753 | 111592-0000 | Amplas | Sandpaper | 2021-01-29 10:25:55 | 0 | Pcs | 30000 | 0000 | IDR | General | 0 | 0 | Material | N | N | N | ""
10663 | 810040-0000 | Amplop logo IMD Folio | IMD Folio logo envelope | 2017-07-06 15:18:18 | 0 | Box | 0 | 0000 |  | General | 0 | 0 | Material | N | N | N | ""
10662 | 810039-0000 | Amplop Logo QDC Uk. Folio | QDC Logo Envelope Folio Size | 2017-07-06 15:15:55 | 0 | Box | 140000 | 0000 | IDR | General | 0 | 0 | Material | N | N | N | ""
10522 | 313260-0000 | Anchor Bolt M36x400 include 3 nut, 2 plate washer, 1 spring washer | Anchor Bolt M36x400 includes 3 nuts, 2 plate washers, 1 spring washer | 2017-08-02 16:38:10 | 0 | Set | 17000 | 0000 | IDR | General | 167500 | 13327 | Material | N | N | N | ""
11938 | 611226-0000 | Anchor Construction Yoke Plate | Anchor Construction Yoke Plate | 2021-10-15 18:37:00 | 0 | Pcs | 819936 | 0000 | IDR | General | 0 | 0 | Material | N | N | N | ""
12137 | 211431-0000 | Anchor L ST41 M20 x 750 mm x 100 mm HDG | Anchor L ST41 M20 x 750 mm x 100 mm HDG | 2022-08-11 09:25:16 | 0 | Set | 0 | 0000 |  | General | 0 | 0 | Material | N | N | N | ""
12037 | 111622-0000 | Anchor M 10 | Anchor M 10 | 2022-01-27 14:16:34 | 0 | Pcs | 35000 | 0000 | IDR | General | 0 | 0 | Material | N | N | N | ""
8705 | 211029-0000 | Anchor M12 | Anchor M12 | 2017-03-30 11:10:50 | 0 | ea | 125000 | 0000 | IDR | General | 35000 | 13325 | Material | N | N | N | ""
11911 | 211388-0000 | anchor manual installation tool | anchor manual installation tool | 2021-09-24 13:39:24 | 0 | Pcs | 8000000 | 0000 | IDR | General | 0 | 0 | Material | N | N | N | ""
11899 | 211376-0000 | Anchor MR-1-11 | Anchor MR-1-11 | 2021-09-23 21:10:03 | 0 | Pcs | 0 | 0000 |  | General | 0 | 0 | Material | N | N | N | ""
11944 | 611232-0000 | Anchor Plate | Anchor Plate | 2021-10-15 18:43:12 | 0 | Pcs | 54.22 | 0000 | USD | General | 0 | 0 | Material | N | N | N | ""
11907 | 211384-0000 | Anchor Pulling Eye | Anchor Pulling Eye | 2021-09-23 21:26:18 | 0 | Pcs | 1620000 | 0000 | IDR | General | 0 | 0 | Material | N | N | N | ""
11929 | 211399-0000 | ANCHOR ROD EXTENSION 10 FT | Anchor Rod Extension 10 Feet | 2021-10-13 16:52:46 | 0 | Pcs | 3006720 | 0000 | IDR | General | 0 | 0 | Material | N | N | N | ""
11928 | 211398-0000 | ANCHOR ROD EXTENSION 5 FT | Anchor Rod Extension 5 Feet | 2021-10-13 16:51:31 | 0 | Pcs | 1530086 | 0000 | IDR | General | 0 | 0 | Material | N | N | N | ""
11881 | 211359-0000 | Anchor Shackle 60 KIP Galvanize | Anchor Shackle 60 KIP Galvanize | 2021-09-23 20:19:22 | 0 | Pcs | 0 | 0000 |  | General | 0 | 0 | Material | N | N | N | ""
11463 | 611156-0000 | Angkong | Rickshaw | 2019-08-21 20:44:32 | 0 | Unit | 558558.56 | 0000 | IDR | General | 0 | 0 | Material | N | N | N | ""
11773 | 111598-0000 | Angkur Bolt / Nut Anchor 2 1/4 inch | Anchor Bolt / Nut Anchor 2 1/4 inch | 2021-03-02 21:16:53 | 0 | Pcs | 165738.89 | 0000 | IDR | General | 0 | 0 | Material | N | N | N | ""
12437 | 111675-0000 | Angkur Bolt Type I c/w 3 mur nut). 2 WP, 1 square plate, hot deep galvanized diameter 16 mm | Anchor Bolt Type I c/w 3 nuts). 2 WP, 1 square plate, hot deep galvanized diameter 16 mm | 2024-08-28 10:09:29 | 0 | Set | 50000 | 0000 | IDR | General | 0 | 0 | Material | N | N | N | ""
12283 | 211453-0000 | Angkur Bolt Type I c/w 3 mur nut). 2 WP, 1 square plate, hot deep galvanized diameter 24 mm , 719 mm length | Anchor Bolt Type I c/w 3 nuts). 2 WP, 1 square plate, hot deep galvanized diameter 24 mm, 719 mm length | 2023-07-20 17:37:19 | 0 | Set | 298900 | 0000 | IDR | General | 0 | 0 | Material | N | N | N | ""
12438 | 111676-0000 | Angkur Bolt Type I c/w 3 mur nut). 2 WP, 1 square plate, hot deep galvanized diameter 32 mm | Anchor Bolt Type I c/w 3 nuts). 2 WP, 1 square plate, hot deep galvanized diameter 32 mm | 2024-08-28 10:11:03 | 0 | Set | 326000 | 0000 | IDR | General | 0 | 0 | Material | N | N | N | ""
12281 | 211451-0000 | Angkur Bolt Type I c/w 3 mur nut). 2 WP, 1 square plate, hot deep galvanized diameter 36 mm , 1148 mm length | Anchor Bolt Type I c/w 3 nuts). 2 WP, 1 square plate, hot deep galvanized diameter 36 mm, 1148 mm length | 2023-07-20 17:31:26 | 0 | Set | 571340 | 0000 | IDR | General | 0 | 0 | Material | N | N | N | ""
12282 | 211452-0000 | Angkur Bolt Type I c/w 3 mur nut). 2 WP, 1 square plate, hot deep galvanized diameter 36 mm , 735 mm length | Anchor Bolt Type I c/w 3 nuts). 2 WP, 1 square plate, hot deep galvanized diameter 36 mm, 735 mm length | 2023-07-20 17:34:21 | 0 | Set | 514500 | 0000 | IDR | General | 0 | 0 | Material | N | N | N | ""
12311 | 211458-0000 | Angkur Bolt type I c/w 3 mur nut, 2 WP hot deep galvanized diameter 24 mm | Ankur Bolt type I c/w 3 nuts, 2 WP hot deep galvanized diameter 24 mm | 2023-11-27 17:48:42 | 0 | Set | 0 | 0000 |  | General | 0 | 0 | Material | N | N | N | ""
12732 | 111701-0000 | Angkur Bolt Type I c/w 3 murnut). 2 WP, 1 square plate,hot deep galvanized diameter19 mm | Bolt Type I anchor c/w 3 nuts). 2 WP, 1 square plate, hot deep galvanized diameter 19 mm | 2025-10-08 14:55:38 | 0 | Pcs | 77500 | 0000 | IDR | General | 0 | 0 | Material | N | N | N | ""
12312 | 211459-0000 | Angkur Bolt type I c/w 3 Nut, 2 WP Hot deep Galvanized diameter 20 mm | Bolt anchor type I c/w 3 Nut, 2 WP Hot deep Galvanized diameter 20 mm | 2023-11-27 17:54:21 | 0 | Set | 0 | 0000 |  | General | 0 | 0 | Material | N | N | N | ""
11116 | 111484-0000 | Angkur Bolt Type J C/W 3 MUR with 1 WP and 1 SW Hotdip Galvanized diameter 12 mm | Angkur Bolt Type J C/W 3 MUR with 1 WP and 1 SW Hotdip Galvanized diameter 12 mm | 2018-05-21 15:39:36 | 0 | Set | 0 | 0000 |  | General | 0 | 0 | Material | N | N | N | ""
11117 | 111485-0000 | Angkur Bolt Type J C/W 3 MUR with 1 WP and 1 SW Hotdip Galvanized diameter 20 mm (3/4inch) | Ankur Bolt Type J C/W 3 MUR with 1 WP and 1 SW Hotdip Galvanized diameter 20 mm (3/4 inch) | 2018-05-21 15:41:43 | 0 | Set | 65300 | 0000 | IDR | General | 0 | 0 | Material | N | N | N | ""
11118 | 111486-0000 | Angkur Bolt Type J C/W 3 MUR with 1 WP and 1 SW Hotdip Galvanized diameter 24 mm (1 inch) | Ankur Bolt Type J C/W 3 MUR with 1 WP and 1 SW Hotdip Galvanized diameter 24 mm (1 inch) | 2018-05-21 15:42:37 | 0 | Set | 116400 | 0000 | IDR | General | 0 | 0 | Material | N | N | N | ""
11119 | 111487-0000 | Angkur Bolt Type J C/W 3 MUR with 1 WP and 1 SW Hotdip Galvanized diameter 36 mm (1 3/8 inch) | Ankur Bolt Type J C/W 3 MUR with 1 WP and 1 SW Hotdip Galvanized diameter 36 mm (1 3/8 inch) | 2018-05-21 15:43:30 | 0 | Set | 17021 | 0000 | IDR | General | 0 | 0 | Material | N | N | N | ""
12403 | 211472-0000 | Angkur Bolt Type J c/w 3 Mur, 1 WP dan 1 SW Hotdip Galvanized diamter 22 mm | Anchor Bolt Type J c/w 3 Nuts, 1 WP and 1 SW Hotdip Galvanized diameter 22 mm | 2024-06-28 19:05:09 | 0 | Pcs | 22000 | 0000 | IDR | General | 0 | 0 | Material | N | N | N | ""
12850 | 111720-0000 | Angkur Bolt Type Y C/W 3 MUR with 1 WP and 1 SW Hotdip Galvanized diameter 24 mm (1 Inch) | Ankur Bolt Type Y C/W 3 MUR with 1 WP and 1 SW Hotdip Galvanized diameter 24 mm (1 Inch) | 2025-12-22 11:53:37 | 0 | Set | 220000 | 0000 | IDR | General | 0 | 0 | Material | N | N | N | ""
11096 | 111483-0000 | Angkur M12 | M12 anchor | 2018-04-17 14:21:41 | 0 | Pcs | 49000 | 0000 | IDR | General | 0 | 0 | Material | N | N | N | ""
11005 | 111476-0000 | Angkur M16 | M16 Anchor | 2017-11-22 09:24:37 | 0 | ea | 55000 | 0000 | IDR | General | 30000 | 13538 | Material | N | N | N | ""
12136 | 111641-0000 | Angkur M20 x 750 mm x 100 mm HDG | M20 x 750 mm x 100 mm HDG anchor | 2022-08-10 16:10:56 | 0 | ea | 0 | 0000 |  | General | 0 | 0 | Material | N | N | N | ""
8377 | 211025-0000 | Angkur Temberang Tarik (Link Eye Anchoor) | Link Eye Anchor | 2013-08-20 10:48:47 | 0 | Set | 62500 | 0000 | IDR | General | 125000 | 10301 | Material | N | N | N | ""
10516 | 424165-0000 | Antena Easy Macro | Easy Macro Antenna | 2017-01-26 15:31:48 | 0 | Pcs | 0 | 0000 |  | General | 0 | 0 | Material | N | N | N | ""
9444 | 413089-0000 | Antenna mounting | Antenna mounting | 2014-09-02 10:29:13 | 0 | Pcs | 6000000 | 0000 | IDR | General | 14000 | 11694 | Material | N | N | N | ""
10887 | 129294-0000 | Anti climbing device | Anti-climbing device | 2017-08-04 16:17:13 | 0 | Pcs | 0 | 0000 |  | General | 0 | 0 | Material | N | N | N | ""
11087 | 313413-0000 | Anti climbing guards | Anti-climbing guards | 2018-04-05 17:43:25 | 0 | Pcs | 27000 | 0000 | IDR | General | 0 | 0 | Material | N | N | N | ""
8592 | 111234-0000 | Anti climbing guards (1 sets per steelpole) | Anti climbing guards (1 set per steelpole) | 2013-10-04 08:09:06 | 0 | Twr | 0 | 0000 | IDR | General | 0 | 11132 | Material | N | N | N | ""
8591 | 111233-0000 | Anti climbing guards (4 sets per tower) | Anti climbing guards (4 sets per tower) | 2013-10-04 08:07:39 | 0 | Twr | 1950000 | 0000 | IDR | General | 0 | 11132 | Material | N | N | N | ""
10603 | 210002-TSE0 | Anti Twist wire rope Hexagon Twelve Strands, D11 mm, PN 18118 | Anti Twist wire rope Hexagon Twelve Strands, D11 mm, PN 18118 | 2017-03-30 17:21:09 | 0 | Mtr | 29920 | TSE0 | IDR | TSE | 0 | 0 | Material | N | N | N | ""
10458 | 610002-TSE0 | Anti Twist wire rope Hexagon Twelve Strands, D18 mm, PN 18121 | Anti Twist wire rope Hexagon Twelve Strands, D18 mm, PN 18121 | 2017-03-30 17:23:32 | 0 | Mtr | 51765 | TSE0 | IDR | TSE | 0 | 13322 | Material | N | N | N | ""
10459 | 610003-TSE0 | Anti Twisting Braided Steel Rope 13 Mm 10.5 Dan 1000 Meter | Anti Twisting Braided Steel Rope 13 Mm 10.5 And 1000 Meters | 2016-12-21 20:54:52 | 0 | Mtr | 25429 | TSE0 | IDR | TSE | 0 | 0 | Material | N | N | N | ""
12076 | 920001-0000 | Anti Virus S/W | Anti Virus Software | 2022-02-04 10:35:54 | 0 | Set | 2320000 | 0000 | IDR | General | 0 | 0 | Material | N | N | N | ""
8465 | 610002-0000 | ANTITWISTING STEEL ROPE 18 MM | Anti-twisting Steel Rope 18 mm | 2013-09-17 18:37:47 | 0 | Mtr | 0 | 0000 | IDR | General | 0 | 11455 | Material | N | N | N | ""
9531 | 820064-0000 | APD (Alat Pengamanan Diri) | PPE (Personal Protective Equipment) | 2014-10-30 15:14:52 | 0 | Ls | 323000 | 0000 | IDR | General | 360000 | 12168 | Material | N | N | N | ""
11514 | 313483-0000 | Arching Horn | Arching Horn | 2019-09-23 20:56:43 | 0 | Pcs | 168687 | 0000 | IDR | General | 0 | 0 | Material | N | N | N | ""
9594 | 413121-0000 | Arm Mounting Antenna Triple Include Boom 2 Meter (complete) | Arm Mounting Antenna Triple Include Boom 2 Meter (complete) | 2015-01-15 16:59:22 | 0 | Set | 3969375 | 0000 | IDR | General | 0 | 12510 | Material | N | N | N | ""
8544 | 313020-0000 | Armor rod for line conductor ACSR/AS 240/40 mm2 | Armor rod for line conductor ACSR/AS 240/40 mm2 | 2016-11-29 09:25:20 | 0 | Pcs | 126000 | 0000 | IDR | General | 13.03 | 11132 | Material | N | N | N | ""
12320 | 313601-0000 | Armour rod for ACSR 250 mm2 | Armour rod for ACSR 250 mm2 | 2024-04-27 08:42:51 | 0 | Set | 0 | 0000 |  | General | 0 | 0 | Material | N | N | N | ""
10563 | 313261-0000 | Armour rod for earthwire conductor AS 70 mm2 | Armor rod for earthwire conductor AS 70 mm2 | 2017-03-27 17:08:19 | 0 | Set | 0 | 0000 |  | General | 0 | 0 | Material | N | N | N | ""
10564 | 313262-0000 | Armour rod for earthwire conductor OPGW 70 mm2 | Armor rod for earthwire conductor OPGW 70 mm2 | 2017-03-27 17:11:26 | 0 | Set | 145625 | 0000 | IDR | General | 0 | 0 | Material | N | N | N | ""
8546 | 313022-0000 | Armour rod for earthwireconductor OPGW 60 mm2 | Armor rod for earthwireconductor OPGW 60 mm2 | 2013-10-03 17:10:00 | 0 | Pcs | 220000 | 0000 | IDR | General | 220000 | 11132 | Material | N | N | N | ""
9388 | 313079-0000 | Armour rod for GSW / AS 55 mm2 | Armor rod for GSW / AS 55 mm2 | 2016-11-15 10:16:35 | 0 | Set | 61250 | 0000 | IDR | General | 0 | 11666 | Material | N | N | N | ""
9602 | 313101-0000 | Armour rod for line conductor HTLS ACCC CopenhagenDouble suspension string set 120kN min 4.250mm creepage distance HTLS 2x1000A (ACCC) | Armor rod for line conductor HTLS ACCC CopenhagenDouble suspension string set 120kN min 4,250mm creepage distance HTLS 2x1000A (ACCC) | 2015-01-27 13:25:51 | 0 | Set | 175000 | 0000 | IDR | General | 0 | 12510 | Material | N | N | N | ""
10565 | 313263-0000 | Armour rod for line conductor TACSR/AS 410/67 mm2 | Armor rod for line conductor TACSR/AS 410/67 mm2 | 2017-03-27 17:14:10 | 0 | Set | 185000 | 0000 | IDR | General | 0 | 0 | Material | N | N | N | ""
12174 | 313590-0000 | Armoured Cable Gland Brass M20 | Armored Cable Gland Brass M20 | 2022-10-26 07:08:18 | 0 | Pcs | 325000 | 0000 | IDR | General | 0 | 0 | Material | N | N | N | ""
12175 | 313591-0000 | Armoured Cable Gland Brass M20s | Armored Cable Gland Brass M20s | 2022-10-26 07:09:26 | 0 | Pcs | 275000 | 0000 | IDR | General | 0 | 0 | Material | N | N | N | ""
12146 | 313578-0000 | Armoured Cable Gland SS316 M16 | Armored Cable Gland SS316 M16 | 2022-08-27 19:18:58 | 0 | Pcs | 0 | 0000 |  | General | 0 | 0 | Material | N | N | N | ""
12148 | 313580-0000 | Armoured Cable Gland SS316 M20 | Armored Cable Gland SS316 M20 | 2022-08-27 19:20:56 | 0 | Pcs | 2150000 | 0000 | IDR | General | 0 | 0 | Material | N | N | N | ""
12147 | 313579-0000 | Armoured Cable Gland SS316 M20s | Armored Cable Gland SS316 M20s | 2022-08-27 19:19:47 | 0 | Pcs | 1050000 | 0000 | IDR | General | 0 | 0 | Material | N | N | N | ""
12149 | 313581-0000 | Armoured Cable Gland SS316 M25 | Armored Cable Gland SS316 M25 | 2022-08-27 19:22:45 | 0 | Pcs | 2000000 | 0000 | IDR | General | 0 | 0 | Material | N | N | N | ""
12150 | 313582-0000 | Armoured Cable Gland SS316 M32 | Armored Cable Gland SS316 M32 | 2022-08-27 19:24:19 | 0 | Pcs | 2250000 | 0000 | IDR | General | 0 | 0 | Material | N | N | N | ""
12151 | 313583-0000 | Armoured Cable Gland SS316 M50 | Armored Cable Gland SS316 M50 | 2022-08-27 19:25:16 | 0 | Pcs | 6072400 | 0000 | IDR | General | 0 | 0 | Material | N | N | N | ""
12152 | 313584-0000 | Armoured Cable Gland SS316 M50s | Armored Cable Gland SS316 M50s | 2022-08-27 19:26:54 | 0 | Pcs | 0 | 0000 |  | General | 0 | 0 | Material | N | N | N | ""
12173 | 313589-0000 | Armoured Cable Gland SS316 M63 | Armored Cable Gland SS316 M63 | 2022-10-26 06:53:30 | 0 | Pcs | 6072400 | 0000 | IDR | General | 0 | 0 | Material | N | N | N | ""
12153 | 313585-0000 | Armoured Cable Gland SS316 M63s | Armored Cable Gland SS316 M63s | 2022-08-27 19:27:54 | 0 | Pcs | 0 | 0000 |  | General | 0 | 0 | Material | N | N | N | ""
12317 | 313600-0000 | AS 75mm2 | AS 75mm2 | 2024-04-26 22:53:29 | 0 | Mtr | 18700 | 0000 | IDR | General | 0 | 0 | Material | N | N | N | ""
9935 | 129133-0000 | As Build drawing civil | As Build civil drawing | 2015-06-19 17:25:40 | 0 | Ls | 0 | 0000 |  | General | 0 | 0 | Material | N | Y | N | ""
9920 | 129130-0000 | As Built drawing | As Built drawing | 2016-02-10 11:36:16 | 0 | Ls | 428000 | 0000 | IDR | General | 0 | 13658 | Material | N | N | N | ""
7674 | 210005-0000 | As drat M8 | M8 threaded axle | 2015-05-27 14:25:30 | 0 | Pcs | 0 | Gener | "" | "" | 8000 | 13147 | Material | N | N | N
11779 | 820108-0000 | Asosiasi Iuran, Pendaftaran | Association Dues, Registration | 2021-03-23 15:08:33 | 0 | Ls | 21120000 | 0000 | IDR | General | 0 | 0 | Material | N | N | N | ""
11706 | 111577-0000 | Aspal | Asphalt | 2020-12-19 09:13:51 | 0 | Ton | 22000000 | 0000 | IDR | General | 0 | 0 | Material | N | N | N | ""
11705 | 111576-0000 | Aspalt | Asphalt | 2020-12-19 09:03:57 | 0 | Pcs | 0 | 0000 |  | General | 0 | 0 | Material | N | N | N | ""
11657 | 111561-0000 | Asphalt | Asphalt | 2020-08-26 09:41:13 | 0 | Kg | 0 | 0000 |  | General | 0 | 0 | Material | N | N | N | ""
10737 | 323175-0000 | AST Potection Panel | AST Protection Panel | 2017-08-03 18:53:51 | 0 | Set | 0 | 0000 |  | General | 0 | 0 | Material | N | N | N | ""
9860 | 820070-0000 | Asuransi All Risk | All Risk Insurance | 2015-03-20 08:46:48 | 0 | Ls | 56161532.14 | 0000 | IDR | General | 39257606 | 0 | Material | N | N | N | ""
9026 | 820022-0000 | Asuransi Kesehatan Karyawan PT AIA | PT AIA Employee Health Insurance | 2014-02-19 16:52:15 | 0 | Ls | 10820000 | 0000 | IDR | General | 10820000 | 12184 | Material | N | N | N | ""
10509 | 820001-BDKR | Asuransi Performance Bonds | Performance Bonds Insurance | 2016-12-22 11:02:06 | 0 | Ls | 9000 | BDKR | IDR | Berdikari | 0 | 0 | Material | N | N | N | ""
9859 | 820069-0000 | Asuransi Tenaga Kerja | Employment Insurance | 2015-03-20 08:45:08 | 0 | Ls | 37182369 | 0000 | IDR | General | 37182369 | 0 | Material | N | N | N | ""
11749 | 111589-0000 | Atap UPVC | UPVC Roof | 2021-01-26 15:48:29 | 0 | Mtr | 1272.73 | 0000 | IDR | General | 0 | 0 | Material | N | N | N | ""
9175 | 820042-0000 | ATK, Etc (Tahun Kedua) | Stationery, Etc. (Second Year) | 2014-04-22 14:50:43 | 0 | Yr | 0 | 0000 | IDR | General | 0 | 11313 | Material | N | N | N | ""
9183 | 820050-0000 | ATK, Etc (Tahun Ketiga) | ATK, Etc (Third Year) | 2014-04-22 14:58:53 | 0 | Yr | 0 | 0000 | IDR | General | 0 | 11313 | Material | N | N | N | ""
9167 | 820034-0000 | ATK, Etc (Tahun Pertama) | Stationery, Etc. (First Year) | 2014-04-22 14:42:15 | 0 | Yr | 0 | 0000 | IDR | General | 0 | 11313 | Material | N | N | N | ""
11691 | 611178-0000 | Auto Level Measurement Tool | Auto Level Measurement Tool | 2020-11-01 21:04:34 | 0 | Set | 200000 | 0000 | IDR | General | 0 | 0 | Material | N | N | N | ""
12535 | 313697-0000 | Auxiliary Contact For MCB | Auxiliary Contact for MCB | 2024-12-02 16:10:04 | 0 | Unit | 135600 | 0000 | IDR | General | 0 | 0 | Material | N | N | N | ""
10018 | 820082-0000 | Axa Mandiri | Axa Mandiri | 2015-10-08 09:22:21 | 0 | Ls | 2137263.14 | 0000 | IDR | General | 0 | 0 | Material | N | N | N | ""
9693 | 129119-0000 | Back fill with selected material | Back fill with selected material | 2015-02-02 18:38:00 | 0 | M3 | 35000 | 0000 | IDR | General | 0 | 12502 | Material | N | N | N | ""
8288 | 111023-0000 | Baja Struktur L 50x50x5 | L 50x50x5 Structural Steel | 2013-08-01 10:02:59 | 0 | Kg | 0 | 0000 | IDR | General | 0 | 10101 | Material | N | N | N | ""
10081 | 010001-0000 | Baju Kerja / Uniform | Work Clothes / Uniforms | 2015-11-30 15:25:46 | 0 | Pcs | 150000 | 0000 | IDR | General | 0 | 0 | Material | N | N | N | ""
11477 | 111535-0000 | Bak Control | Tank Control | 2019-09-02 22:24:21 | 0 | Unit | 190000 | 0000 | IDR | General | 0 | 0 | Material | N | N | N | ""
11544 | 111557-0000 | Bak Cuci Piring | Kitchen Sink | 2019-11-06 15:40:20 | 0 | Set | 250000 | 0000 | IDR | General | 0 | 0 | Material | N | N | N | ""
11497 | 129386-0000 | Bak Kontrol Beton | Concrete Control Tank | 2019-09-05 09:36:58 | 0 | Ttk | 190000 | 0000 | IDR | General | 0 | 0 | Material | N | N | N | ""
11498 | 111539-0000 | Bak Kontrol Pasangan Batu Bata | Brick Masonry Control Tub | 2019-09-05 09:55:48 | 0 | Ml | 190000 | 0000 | IDR | General | 0 | 0 | Material | N | N | N | ""
10386 | 611093-0000 | Bak Ukur 3 m | 3 m Measuring Tank | 2016-10-26 11:14:36 | 0 | Pcs | 400000 | 0000 | IDR | General | 0 | 13019 | Material | N | N | N | ""
10387 | 611094-0000 | Bak Ukur 5 m | 5 m Measuring Tank | 2016-10-26 11:16:17 | 0 | Pcs | 500000 | 0000 | IDR | General | 0 | 0 | Material | N | N | N | ""
10432 | 211112-0000 | Ball Clevis | Ball Clevis | 2016-11-29 09:32:11 | 0 | Pcs | 7.36 | 0000 | USD | General | 0 | 0 | Material | N | N | N | ""
11397 | 111500-0000 | balok kayu 8/12 | 8/12 wooden block | 2019-07-03 18:27:57 | 0 | btg | 40000 | 0000 | IDR | General | 0 | 0 | Material | N | N | N | ""
11412 | 129367-0000 | Bambu | Bamboo | 2019-07-18 10:31:07 | 0 | btg | 15000 | 0000 | IDR | General | 0 | 0 | Material | N | N | N | ""
10031 | 611043-0000 | Ban dalam kendaraan | Vehicle inner tubes | 2015-10-16 20:17:57 | 0 | Pcs | 45000 | 0000 | IDR | General | 0 | 0 | Material | N | N | N | ""
11036 | 810048-0000 | Ban Mobil Operasional | Operational Car Tires | 2017-12-19 14:41:41 | 0 | Pcs | 1729324 | 0000 | IDR | General | 0 | 0 | Material | N | N | N | ""
10030 | 611042-0000 | Ban truk | Truck tires | 2015-10-16 20:14:19 | 0 | Pcs | 3396396.4 | 0000 | IDR | General | 0 | 0 | Material | N | N | N | ""
11913 | 611215-0000 | Banana Hanger Bracket | Banana Hanger Bracket | 2021-09-28 14:01:27 | 0 | Unit | 2.52 | 0000 | USD | General | 0 | 14600 | Material | N | N | N | ""
11915 | 611217-0000 | Banana Hanger Braket | Banana Hanger Bracket | 2021-09-28 14:04:56 | 0 | Unit | 0 | 0000 |  | General | 0 | 14800 | Material | N | N | N | ""
10410 | 413191-0000 | Band it | Band it | 2016-11-17 16:49:15 | 0 | Pcs | 0 | 0000 |  | General | 0 | 0 | Material | N | N | N | ""
9865 | 820074-0000 | Bank Charges/Finance Costs | Bank Charges/Finance Costs | 2015-03-25 14:18:24 | 0 | Ls | 378966564 | 0000 | IDR | General | 0 | 0 | Material | N | N | N | ""
10416 | 810024-0000 | Banner Spanduk | Banner | 2016-11-23 09:25:35 | 0 | Pcs | 30000 | 0000 | IDR | General | 0 | 0 | Material | N | N | N | ""
11023 | 810043-0000 | Bantal dacron | Dacron pillow | 2017-10-31 15:19:57 | 0 | Pcs | 0 | 0000 |  | General | 0 | 0 | Material | Y | N | N | ""
11817 | 620034-0000 | Bar Beding | Beding Bar | 2021-08-05 14:08:41 | 0 | Unit | 18500000 | 0000 | IDR | General | 0 | 0 | Material | N | N | N | ""
11832 | 129429-0000 | Bar Bending Sewa Mesin | Bar Bending Machine Rental | 2021-09-03 14:07:41 | 0 | Mth | 4750000 | 0000 | IDR | General | 0 | 0 | Material | N | N | N | ""
11818 | 620035-0000 | Bar Cutter | Bar Cutter | 2021-08-05 14:11:16 | 0 | Unit | 17500000 | 0000 | IDR | General | 0 | 0 | Material | N | N | N | ""
11833 | 129430-0000 | Bar Cutter Sewa Mesin | Bar Cutter Machine Rental | 2021-09-03 14:10:45 | 0 | Mth | 4750000 | 0000 | IDR | General | 0 | 0 | Material | N | N | N | ""
7694 | 210025-0000 | Bar holder persegi 35x10 mm | Square bar holder 35x10 mm | 2015-10-21 15:54:08 | 0 | Pcs | 0 | Gener | "" | "" | 10500 | 13665 | Material | N | N | N
11188 | 313440-0000 | Bare Copper | Bare Copper | 2018-10-23 13:46:24 | 0 | Mtr | 162625.35 | 0000 | IDR | General | 0 | 0 | Material | N | N | N | ""
12209 | 129442-0000 | Base Spindle TR 38-70/50 Rent | Base Spindle TR 38-70/50 Rent | 2023-03-21 09:53:51 | 0 | Pc/Month | 16800 | 0000 | IDR | General | 0 | 0 | Material | N | N | N | ""
12263 | 611324-0000 | Base Standard UVB 24 | Base Standard UVB 24 | 2023-05-25 08:42:25 | 0 | Pc/Month | 8000 | 0000 | IDR | General | 0 | 0 | Material | N | N | N | ""
12280 | 611338-0000 | Base Standard UVB 24 | Base Standard UVB 24 | 2023-06-03 18:17:20 | 0 | Pc/Month | 0 | 0000 |  | General | 0 | 0 | Material | N | N | N | ""
9699 | 111329-0000 | Base structure (Sub base & Base coarse) | Base structure (Sub base & Base coarse) | 2015-02-02 18:46:25 | 0 | M2 | 218758 | 0000 | IDR | General | 0 | 12502 | Material | N | N | N | ""
10696 | 111446-0000 | Batako | Brick | 2017-08-02 10:10:27 | 0 | Pcs | 3000 | 0000 | IDR | General | 0 | 0 | Material | N | N | N | ""
11677 | 111565-0000 | Batang Kelapa | Coconut Trunk | 2020-10-03 19:06:31 | 0 | btg | 325000 | 0000 | IDR | General | 0 | 0 | Material | N | N | N | ""
9097 | 111276-0000 | Batching Plant | Batching Plant | 2014-03-14 16:19:02 | 0 | Unit | 0 | 0000 | IDR | General | 0 | 11633 | Material | N | N | N | ""
10160 | 611048-0000 | Battery / accu for Genset (HO) type N200 | Battery / accu for Genset (HO) type N200 | 2016-02-24 17:57:24 | 0 | ea | 1813550 | 0000 | IDR | General | 0 | 0 | Material | N | N | N | ""
9954 | 313185-0000 | Battery 110 Vdc, 8 hours, 277 Ah, 90 Cells | Battery 110 Vdc, 8 hours, 277 Ah, 90 Cells | 2015-08-03 14:49:34 | 0 | Set | 0 | 0000 |  | General | 0 | 0 | Material | N | N | N | ""
7669 | 310063-UNIG | Battery 12AVR100-3ET | Battery 12AVR100-3ET |  | 0 | Pcs | 0 | UNIGY | "" | "" | 0 | 0 | Material | N | N | N
9956 | 313186-0000 | Battery charger 110 Vdc, 100 A. Complete with dropper diode and blocking diode | Battery charger 110 Vdc, 100 A. Complete with dropper diode and blocking diode | 2015-08-03 15:11:01 | 0 | Set | 0 | 0000 |  | General | 0 | 0 | Material | N | N | N | ""
9957 | 313187-0000 | Battery charger 48 Vdc, 100 A. Complete with dropper diode and blocking diode | Battery charger 48 Vdc, 100 A. Complete with dropper diode and blocking diode | 2015-08-03 15:14:17 | 0 | Set | 0 | 0000 |  | General | 0 | 0 | Material | N | N | N | ""
9765 | 323096-0000 | BATTERY CHARGER MIN 100 A FOR 110 VDC BATTERY COMPLETE WITH PANEL BOARD (SUBJECT TO CALCULATION). | BATTERY CHARGER MIN 100 A FOR 110 VDC BATTERY COMPLETE WITH PANEL BOARD (SUBJECT TO CALCULATION). | 2015-02-03 14:18:44 | 0 | Set | 4750000 | 0000 | IDR | General | 0 | 12502 | Material | N | N | N | ""
9669 | 313152-0000 | BATTERY CHARGER MIN 100 A FOR 110 VDC BATTERY COMPLETE WITH PANEL BOARD (SUBJECT TO CALCULATION). | BATTERY CHARGER MIN 100 A FOR 110 VDC BATTERY COMPLETE WITH PANEL BOARD (SUBJECT TO CALCULATION). | 2015-02-03 16:43:41 | 0 | Set | 149000000 | 0000 | IDR | General | 0 | 12502 | Material | N | N | N | ""
9772 | 313159-0000 | BATTERY CHARGER MIN 100 A FOR 48 VDC BATTERY COMPLETE WITH PANEL BOARD AND INCLUDING 3 STEPS VOLTAGE DROPPER (SUBJECT TO CALCULATION). | BATTERY CHARGER MIN 100 A FOR 48 VDC BATTERY COMPLETE WITH PANEL BOARD AND INCLUDING 3 STEPS VOLTAGE DROPPER (SUBJECT TO CALCULATION). | 2015-02-03 14:30:18 | 0 | Set | 110000000 | 0000 | IDR | General | 0 | 12502 | Material | N | N | N | ""
9781 | 323107-0000 | BATTERY CHARGER MIN 100 A FOR 48 VDC BATTERY COMPLETE WITH PANEL BOARD AND INCLUDING 3 STEPS VOLTAGE DROPPER (SUBJECT TO CALCULATION). | BATTERY CHARGER MIN 100 A FOR 48 VDC BATTERY COMPLETE WITH PANEL BOARD AND INCLUDING 3 STEPS VOLTAGE DROPPER (SUBJECT TO CALCULATION). | 2015-02-03 14:40:42 | 0 | Set | 3785000 | 0000 | IDR | General | 0 | 12502 | Material | N | N | N | ""
7644 | 310038-0000 | Battery UPS | Battery UPS | 2015-10-21 15:55:10 | 0 | Pcs | 2200000 | Gener | IDR | "" | 1190 | 13665 | Material | N | N | N
9500 | 111305-0000 | Batu bata merah | Red brick | 2014-10-21 13:37:09 | 0 | Pcs | 480 | 0000 | IDR | General | 600 | 12210 | Material | N | N | N | ""
8342 | 111029-0000 | Batu belah 15cm/20cm | 15cm/20cm split stone | 2013-08-02 14:51:15 | 0 | M3 | 250000 | 0000 | IDR | General | 0 | 10101 | Material | N | N | N | ""
8341 | 111028-0000 | Batu Kali/Stone Masonry | River Stone/Stone Masonry | 2013-08-02 14:50:27 | 0 | M3 | 350000 | 0000 | IDR | General | 0 | 10101 | Material | N | N | N | ""
11971 | 111615-0000 | Batu Limestone | Limestone | 2021-11-11 17:10:43 | 0 | M3 | 300000 | 0000 | IDR | General | 0 | 14500 | Material | N | N | N | ""
11970 | 111614-0000 | Batu Makadam | Macadam Stone | 2021-11-11 17:09:21 | 0 | M3 | 320000 | 0000 | IDR | General | 0 | 14500 | Material | N | N | N | ""
12461 | 111680-0000 | Batu Split 2/3 | Split Stone 2/3 | 2024-09-26 09:12:35 | 0 | Ton | 355000 | 0000 | IDR | General | 0 | 0 | Material | N | N | N | ""
8123 | 111003-0000 | Batu Split 2/3 | Split Stone 2/3 |  | 0 | M3 | 500000 | 0000 | IDR |  | 300000 | 0 |  | N | N | N
12410 | 111670-0000 | Baut & Mur Roofing 3 Cm | 3 cm Roofing Bolts & Nuts | 2024-07-12 19:40:53 | 0 | Pcs | 337.5 | 0000 | IDR | General | 0 | 0 | Material | N | N | N | ""
12409 | 111669-0000 | Baut & Mur Roofing 5 Cm | 5 cm Roofing Bolts & Nuts | 2024-07-12 19:39:00 | 0 | Pcs | 675.68 | 0000 | IDR | General | 0 | 0 | Material | N | N | N | ""
9498 | 211067-0000 | Baut 19mm x 50mm (Baut, Mur, Ring) | Bolt 19mm x 50mm (Bolt, Nut, Washer) | 2017-05-26 17:35:13 | 0 | Set | 0 | 0000 | IDR | General | 3000 | 13323 | Material | N | N | N | ""
11656 | 211307-0000 | Baut M12x50 galvanish | M12x50 galvanized bolts | 2020-08-26 09:37:03 | 0 | Pcs | 3590 | 0000 | IDR | General | 0 | 0 | Material | N | N | N | ""
12166 | 211439-0000 | Baut M16 x 100 (Inc.nut & Washer) HDG | M16 x 100 Bolt (Inc.nut & Washer) HDG | 2022-10-04 20:26:38 | 0 | Pcs | 23178 | 0000 | IDR | General | 0 | 0 | Material | N | N | N | ""
11450 | 211255-0000 | Baut M16 x 180 (Step Bolt) | M16 x 180 Bolt (Step Bolt) | 2019-08-06 13:57:56 | 0 | Pcs | 19300 | 0000 | IDR | General | 0 | 0 | Material | N | N | N | ""
11449 | 211254-0000 | baut M16 x 35 (Inc. ring and washer), HDG | bolt M16 x 35 (Inc. ring and washer), HDG | 2019-08-06 13:56:33 | 0 | Pcs | 5000 | 0000 | IDR | General | 0 | 0 | Material | N | N | N | ""
11369 | 129357-0000 | Baut M16 x 40 (Inc. ring and washer), HDG, Grade 8,8 | Bolt M16 x 40 (Inc. ring and washer), HDG, Grade 8.8 | 2019-04-23 14:43:04 | 0 | Pcs | 6000 | 0000 | IDR | General | 0 | 0 | Material | N | N | N | ""
11370 | 129358-0000 | Baut M16 x 45 (Inc. ring and washer), HDG, Grade 8,8 | Bolt M16 x 45 (Inc. ring and washer), HDG, Grade 8.8 | 2019-04-23 14:43:56 | 0 | Pcs | 9636 | 0000 | IDR | General | 0 | 0 | Material | N | N | N | ""
11371 | 129359-0000 | Baut M16 x 50 (Inc. ring and washer), HDG, Grade 8,8 | Bolt M16 x 50 (Inc. ring and washer), HDG, Grade 8.8 | 2019-04-23 14:44:38 | 0 | Pcs | 9037 | 0000 | IDR | General | 0 | 0 | Material | N | N | N | ""
11372 | 129360-0000 | Baut M16 x 55 (Inc. ring and washer), HDG, Grade 8,8 | Bolt M16 x 55 (Inc. ring and washer), HDG, Grade 8.8 | 2019-04-23 14:45:24 | 0 | Pcs | 6220 | 0000 | IDR | General | 0 | 0 | Material | N | N | N | ""
11373 | 129361-0000 | Baut M16 x 60 (Inc. ring and washer), HDG, Grade 8,8 | Bolt M16 x 60 (Inc. ring and washer), HDG, Grade 8.8 | 2019-04-23 14:46:07 | 0 | Pcs | 6516 | 0000 | IDR | General | 0 | 0 | Material | N | N | N | ""
11374 | 129362-0000 | Baut M16 x 65 (Inc. ring and washer), HDG, Grade 8,8 | Bolt M16 x 65 (Inc. ring and washer), HDG, Grade 8.8 | 2019-04-23 14:46:49 | 0 | Pcs | 7645 | 0000 | IDR | General | 0 | 0 | Material | N | N | N | ""
12584 | 211482-0000 | Baut M16 x 75 (Inc. ring and washer), HDG, Grade 8,8 | Bolt M16 x 75 (Inc. ring and washer), HDG, Grade 8.8 | 2025-02-12 14:17:26 | 0 | Pcs | 9200 | 0000 | IDR | General | 0 | 0 | Material | N | N | N | ""
12165 | 211438-0000 | Baut M16 x 90 (Inc.nut & Washer) HDG | M16 x 90 Bolt (Inc.nut & Washer) HDG | 2022-10-04 20:25:52 | 0 | Pcs | 22190 | 0000 | IDR | General | 0 | 0 | Material | N | N | N | ""
11451 | 211256-0000 | Baut M20 x 100 (Inc.nut & washer) HDG | M20 x 100 bolts (Inc. nut & washer) HDG | 2019-08-06 14:00:36 | 0 | Pcs | 14935 | 0000 | IDR | General | 0 | 0 | Material | N | N | N | ""
11375 | 129363-0000 | Baut M20 x 50 (Inc. ring and washer), HDG, Grade 8,8 | Bolt M20 x 50 (Inc. ring and washer), HDG, Grade 8.8 | 2019-04-23 14:47:42 | 0 | Pcs | 6000 | 0000 | IDR | General | 0 | 0 | Material | N | N | N | ""
11456 | 211261-0000 | Baut M20 x 55 (Inc.nut & washer) HDG | M20 x 55 bolt (Inc. nut & washer) HDG | 2019-08-06 14:05:42 | 0 | Pcs | 13856 | 0000 | IDR | General | 0 | 0 | Material | N | N | N | ""
11455 | 211260-0000 | Baut M20 x 60 (Inc.nut & washer) HDG | M20 x 60 bolt (Inc. nut & washer) HDG | 2019-08-06 14:04:33 | 0 | Pcs | 13116 | 0000 | IDR | General | 0 | 0 | Material | N | N | N | ""
11376 | 129364-0000 | Baut M20 x 65 (Inc. ring and washer), HDG, Grade 8,8 | Bolt M20 x 65 (Inc. ring and washer), HDG, Grade 8.8 | 2019-04-23 14:48:27 | 0 | Pcs | 6000 | 0000 | IDR | General | 0 | 0 | Material | N | N | N | ""
11377 | 129365-0000 | Baut M20 x 70 (Inc. ring and washer), HDG, Grade 8,8 | Bolt M20 x 70 (Inc. ring and washer), HDG, Grade 8.8 | 2019-04-23 14:49:04 | 0 | Pcs | 6000 | 0000 | IDR | General | 0 | 0 | Material | N | N | N | ""
11454 | 211259-0000 | Baut M20 x 75 (Inc.nut & washer) HDG | M20 x 75 bolt (Inc. nut & washer) HDG | 2019-08-06 14:03:40 | 0 | Pcs | 14665 | 0000 | IDR | General | 0 | 0 | Material | N | N | N | ""
11453 | 211258-0000 | Baut M20 x 80 (Inc.nut & washer) HDG | M20 x 80 bolt (Inc. nut & washer) HDG | 2019-08-06 14:02:37 | 0 | Pcs | 13000 | 0000 | IDR | General | 0 | 0 | Material | N | N | N | ""
12131 | 211429-0000 | Baut M20 x 85 (Inc.nut & washer) HDG | M20 x 85 bolt (Inc. nut & washer) HDG | 2022-08-04 18:27:55 | 0 | Pcs | 13888 | 0000 | IDR | General | 0 | 0 | Material | N | N | N | ""
12130 | 211428-0000 | Baut M20 x 90 (Inc.nut & washer) HDG | M20 x 90 bolt (Inc. nut & washer) HDG | 2022-08-04 18:26:47 | 0 | Pcs | 13888 | 0000 | IDR | General | 0 | 0 | Material | N | N | N | ""
11452 | 211257-0000 | Baut M20 x 95 (Inc.nut & washer) HDG | M20 x 95 bolt (Inc. nut & washer) HDG | 2019-08-06 14:01:48 | 0 | Pcs | 14751 | 0000 | IDR | General | 0 | 0 | Material | N | N | N | ""
12127 | 211427-0000 | Baut M22 x 85 (inc. ring and washer), HDG, Grade 8.8 | Bolt M22 x 85 (inc. ring and washer), HDG, Grade 8.8 | 2022-07-20 17:04:45 | 0 | Pcs | 23094.59 | 0000 | IDR | General | 0 | 0 | Material | N | N | N | ""
12161 | 211434-0000 | Baut M24 x 110 (Inc.nut & Washer) HDG | M24 x 110 Bolt (Inc.nut & Washer) HDG | 2022-10-04 20:21:29 | 0 | Pcs | 24888 | 0000 | IDR | General | 0 | 0 | Material | N | N | N | ""
12164 | 211437-0000 | Baut M24 x 50 (Inc.nut & Washer) HDG | M24 x 50 Bolt (Inc.nut & Washer) HDG | 2022-10-04 20:24:18 | 0 | Pcs | 16794 | 0000 | IDR | General | 0 | 0 | Material | N | N | N | ""
12286 | 211456-0000 | Baut M24 x 70 (Inc.nut & Washer) HDG | M24 x 70 Bolt (Inc.nut & Washer) HDG | 2023-08-04 11:59:18 | 0 | Pcs | 19492 | 0000 | IDR | General | 0 | 0 | Material | N | N | N | ""
12163 | 211436-0000 | Baut M24 x 75 (Inc.nut & Washer) HDG | M24 x 75 Bolt (Inc.nut & Washer) HDG | 2022-10-04 20:23:26 | 0 | Pcs | 20176 | 0000 | IDR | General | 0 | 0 | Material | N | N | N | ""
12162 | 211435-0000 | Baut M24 x 85 (Inc.nut & Washer) HDG | M24 x 85 Bolt (Inc.nut & Washer) HDG | 2022-10-04 20:22:35 | 0 | Pcs | 21506 | 0000 | IDR | General | 0 | 0 | Material | N | N | N | ""
9491 | 211066-0000 | Baut stainless M14x16 | M14x16 stainless bolt | 2014-10-13 14:41:09 | 0 | Set | 1207454.55 | 0000 | IDR | General | 4500 | 12172 | Material | N | N | N | ""
11590 | 211281-0000 | Baut Stainless Steel M12x50mm | M12x50mm Stainless Steel Bolts | 2020-04-01 16:03:26 | 0 | Pcs | 13000 | 0000 | IDR | General | 0 | 0 | Material | N | N | N | ""
9176 | 820043-0000 | BBM dan Maintenance (Tahun Kedua) | Fuel and Maintenance (Second Year) | 2014-04-22 14:51:17 | 0 | Yr | 0 | 0000 | IDR | General | 0 | 11313 | Material | N | N | N | ""
9184 | 820051-0000 | BBM dan Maintenance (Tahun Ketiga) | Fuel and Maintenance (Third Year) | 2014-04-22 14:59:28 | 0 | Yr | 0 | 0000 | IDR | General | 0 | 11313 | Material | N | N | N | ""
9168 | 820035-0000 | BBM dan Maintenance (Tahun Pertama) | Fuel and Maintenance (First Year) | 2014-04-22 14:43:24 | 0 | Yr | 0 | 0000 | IDR | General | 0 | 11313 | Material | N | N | N | ""
10073 | 313212-0000 | BCC-H 1X120 mm2 SPLN41-5 | BCC-H 1X120 mm2 SPLN41-5 | 2015-11-30 15:05:09 | 0 | Mtr | 225000 | 0000 | IDR | General | 0 | 13735 | Material | N | N | N | ""
10669 | 313287-0000 | BCC-H 1x150 mm2 | BCC-H 1x150 mm2 | 2017-07-18 12:22:50 | 0 | Mtr | 243500 | 0000 | IDR | General | 0 | 0 | Material | N | N | N | ""
12210 | 129443-0000 | Beam Bracket Rent | Beam Bracket Rent | 2023-03-21 09:54:56 | 0 | Pc/Month | 16800 | 0000 | IDR | General | 0 | 0 | Material | N | N | N | ""
9623 | 211076-0000 | Beam steel Structure Type 14 m | Beam steel Structure Type 14 m | 2015-02-02 15:20:22 | 0 | Unit | 26290800 | 0000 | IDR | General | 23493360 | 12502 | Material | N | N | N | ""
9718 | 221021-0000 | Beam steel Structure Type 14 m | Beam steel Structure Type 14 m | 2015-02-03 09:34:01 | 0 | Unit | 1400 | 0000 | IDR | General | 0 | 12502 | Material | N | N | N | ""
12800 | 111714-0000 | Bekisting Oil | Oil Formwork | 2025-11-30 13:22:15 | 0 | Ltr | 0 | 0000 |  | General | 0 | 0 | Material | N | N | N | ""
10174 | 720037-0000 | Beli Sepeda motor | Buy a motorbike | 2016-04-29 15:43:41 | 0 | Unit | 6400000 | 0000 | IDR | General | 0 | 0 | Material | N | N | N | ""
8218 | 111015-0000 | Benang Tali/ Benang Kasur | Rope Thread/ Mattress Thread | 2013-07-18 11:45:06 | 0 | Pcs | 10000 | 0000 | IDR | General | 0 | 9982 | Material | N | N | N | ""
8209 | 111010-0000 | Benang tukang | Craftsman's thread | 2013-07-17 18:47:14 | 0 | Rol | 5000 | 0000 | IDR | General | 2000 | 9982 | Material | N | N | N | ""
11215 | 810066-0000 | Bendera K3 | K3 Flag | 2018-12-11 14:01:06 | 0 | Pcs | 80660 | 0000 | IDR | General | 0 | 0 | Material | N | N | N | ""
10189 | 710006-0000 | Bensin ( BBM ) | Gasoline (BBM) | 2016-05-16 15:04:20 | 0 | Ltr | 12800 | 0000 | IDR | General | 0 | 0 | Material | N | N | N | ""
11838 | 111611-0000 | Bentonite | Bentonite | 2021-09-03 20:05:04 | 0 | Kg | 40000 | 0000 | IDR | General | 0 | 0 | Material | N | N | N | ""
8345 | 111032-0000 | Besi 4 mm | 4 mm iron | 2013-08-02 14:53:58 | 0 | Ton | 0 | 0000 | IDR | General | 0 | 10101 | Material | N | N | N | ""
8338 | 111025-0000 | Besi Beton | Steel bar | 2013-08-02 14:46:30 | 0 | Ton | 6200000 | 0000 | IDR | General | 0 | 10101 | Material | N | N | N | ""
10710 | 129229-0000 | Besi Beton 1/2 Lingkaran dia 20 cm | 1/2 Circle Reinforced Concrete, 20 cm diameter | 2017-08-03 18:18:35 | 0 | Mtr | 0 | 0000 |  | General | 0 | 0 | Material | N | N | N | ""
7718 | 110006-0000 | Besi Beton Biasa M10 | Ordinary M10 Reinforced Concrete |  | 0 | Pcs | 58698.38 | Gener | IDR | "" | 58610 | 0 | Material | N | N | N
7719 | 110007-0000 | Besi Beton Biasa M12 | M12 Ordinary Reinforced Concrete |  | 0 | Pcs | 116800 | Gener | IDR | "" | 100000 | 0 | Material | N | N | N
7717 | 110005-0000 | Besi Beton Biasa M8 | M8 Ordinary Reinforced Concrete |  | 0 | Pcs | 43556.76 | Gener | IDR | "" | 38000 | 0 | Material | N | N | N
10997 | 111472-0000 | Besi beton D 13 mm | D 13 mm reinforced concrete | 2017-10-06 15:27:50 | 0 | btg | 100820.53 | 0000 | IDR | General | 0 | 0 | Material | N | N | N | ""
12085 | 111627-0000 | Besi Beton Polos D 10 | Plain Concrete Iron D 10 | 2022-02-14 09:30:41 | 0 | btg | 80000 | 0000 | IDR | General | 0 | 0 | Material | N | N | N | ""
11820 | 111607-0000 | Besi Beton Polos D8 | Plain Concrete Iron D8 | 2021-08-06 14:20:08 | 0 | Pcs | 52524.32 | 0000 | IDR | General | 0 | 0 | Material | N | N | N | ""
8125 | 111005-0000 | Besi Beton Polos dia. 10 | Plain Reinforced Concrete Dia. 10 | 2014-02-17 17:53:35 | 0 | Kg | 8243.25 | 0000 | IDR |  | 80000 | 0 |  | N | N | N
9016 | 111261-0000 | Besi Beton Polos dia. 12 | Plain Reinforced Concrete Dia. 12 | 2014-02-17 17:50:04 | 0 | Kg | 97500 | 0000 | IDR | General | 0 | 12184 | Material | N | N | N | ""
9017 | 111262-0000 | Besi Beton Polos dia. 13 | Plain Reinforced Concrete Dia. 13 | 2014-02-17 17:50:52 | 0 | Kg | 0 | 0000 | IDR | General | 0 | 12184 | Material | N | N | N | ""
9018 | 111263-0000 | Besi Beton Polos dia. 6 | Plain Reinforced Concrete Dia. 6 | 2017-11-01 08:47:47 | 0 | btg | 22750 | 0000 | IDR | General | 0 | 12184 | Material | N | N | N | ""
8215 | 111013-0000 | Besi Beton Polos dia. 8 | Plain Reinforced Concrete Dia. 8 | 2014-02-17 17:53:02 | 0 | Kg | 8243.25 | 0000 | IDR | General | 57500 | 9982 | Material | N | N | N | ""
11123 | 111488-0000 | Besi beton ulir D19 | D19 threaded rebar | 2018-05-23 17:11:59 | 0 | Pcs | 228015.32 | 0000 | IDR | General | 0 | 0 | Material | N | N | N | ""
8124 | 111004-0000 | Besi Beton Ulir Dia 13 | Threaded Rebar Diameter 13 |  | 0 | Kg | 8063.1 | 0000 | IDR |  | 115000 | 0 |  | N | N | N
12132 | 111640-0000 | Besi Beton Ulir Dia 22 | Threaded Rebar Dia 22 | 2022-08-05 09:51:37 | 0 | btg | 344713.51 | 0000 | IDR | General | 0 | 0 | Material | N | N | N | ""
9012 | 111257-0000 | Besi Beton Ulir dia. 16 | Threaded Rebar dia. 16 | 2014-02-17 17:47:54 | 0 | Kg | 7387.39 | 0000 | IDR | General | 0 | 12184 | Material | N | N | N | ""
9013 | 111258-0000 | Besi Beton Ulir dia. 19 | Threaded Rebar dia. 19 | 2014-02-17 17:48:23 | 0 | Kg | 8040.54 | 0000 | IDR | General | 0 | 12184 | Material | N | N | N | ""
9014 | 111259-0000 | Besi Beton Ulir dia. 22 | Threaded Rebar dia. 22 | 2014-02-17 17:48:57 | 0 | Kg | 297206 | 0000 | IDR | General | 0 | 12184 | Material | N | N | N | ""
9015 | 111260-0000 | Besi Beton Ulir dia. 25 | Threaded Rebar dia. 25 | 2014-02-17 17:49:27 | 0 | Kg | 383858 | 0000 | IDR | General | 0 | 12184 | Material | N | N | N | ""
7720 | 110008-0000 | Besi Beton Ulir M16 | M16 Threaded Rebar |  | 0 | Pcs | 150123.36 | Gener | IDR | "" | 0 | 0 | Material | N | N | N
11746 | 111586-0000 | Besi CNP 100 x 50 x 20 x 2.3 (6 mtr) | CNP Iron 100 x 50 x 20 x 2.3 (6 mtr) | 2021-01-26 10:42:54 | 0 | btg | 254545.46 | 0000 | IDR | General | 0 | 0 | Material | N | N | N | ""
12242 | 111655-0000 | Besi Hollow 20x20x3 (6 Meter) | Hollow Iron 20x20x3 (6 Meters) | 2023-04-06 17:05:17 | 0 | btg | 0 | 0000 |  | General | 0 | 0 | Material | N | N | N | ""
12241 | 111654-0000 | Besi Hollow 30x30x3 (6 Meter) | Hollow Iron 30x30x3 (6 Meters) | 2023-04-06 17:04:12 | 0 | btg | 0 | 0000 |  | General | 0 | 0 | Material | N | N | N | ""
11745 | 111585-0000 | Besi Hollow 40 x 60 x 2 (6 mtr) | Hollow Iron 40 x 60 x 2 (6 mtr) | 2021-01-26 10:40:04 | 0 | btg | 195454.55 | 0000 | IDR | General | 0 | 0 | Material | N | N | N | ""
12259 | 111659-0000 | Besi Hollow 40x40x1.4 (6 Meter) | Hollow Iron 40x40x1.4 (6 Meters) | 2023-05-23 06:54:34 | 0 | btg | 157000 | 0000 | IDR | General | 0 | 0 | Material | N | N | N | ""
12240 | 111653-0000 | Besi Hollow 40x40x3 (6 Meter) | Hollow Iron 40x40x3 (6 Meters) | 2023-04-06 17:03:04 | 0 | btg | 195000 | 0000 | IDR | General | 0 | 0 | Material | N | N | N | ""
12258 | 111658-0000 | Besi Hollow 50x50x1.4 (6 mtr) | Hollow Iron 50x50x1.4 (6 mtr) | 2023-05-23 06:50:50 | 0 | btg | 228000 | 0000 | IDR | General | 0 | 0 | Material | N | N | N | ""
12036 | 111621-0000 | Besi Hollow 50x50x5 (6 mtr) | Hollow Iron 50x50x5 (6 mtr) | 2022-01-27 14:13:15 | 0 | btg | 0 | 0000 |  | General | 0 | 0 | Material | N | N | N | ""
12105 | 111633-0000 | Besi Hollow 50x50x6 (6 meter) | Hollow Iron 50x50x6 (6 meters) | 2022-06-27 15:40:47 | 0 | Pcs | 1171171.17 | 0000 | IDR | General | 0 | 0 | Material | N | N | N | ""
11743 | 111583-0000 | Besi HWF 100 x 100 x 6 x 8 (12 mtr) | HWF Iron 100 x 100 x 6 x 8 (12 mtr) | 2021-01-26 10:35:13 | 0 | btg | 2910780 | 0000 | IDR | General | 0 | 0 | Material | N | N | N | ""
11744 | 111584-0000 | Besi INP 100 x 50 x 5 x 7 (6 mtr) | Iron INP 100 x 50 x 5 x 7 (6 mtr) | 2021-01-26 10:37:58 | 0 | btg | 581818.19 | 0000 | IDR | General | 0 | 0 | Material | N | N | N | ""
9286 | 111294-0000 | Besi Siku | Iron elbow | 2014-06-03 09:38:09 | 0 | btg | 53000 | 0000 | IDR | General | 0 | 11513 | Material | N | N | N | ""
12423 | 211475-0000 | Besi Siku 40x40x4, L 6000 mm | Angle Iron 40x40x4, L 6000 mm | 2024-07-28 16:14:35 | 0 | Pcs | 186000 | 0000 | IDR | General | 0 | 0 | Material | N | N | N | ""
11793 | 211327-0000 | Besi Siku 50x5 | 50x5 Angle Iron | 2021-06-10 20:22:26 | 0 | btg | 355200 | 0000 | IDR | General | 0 | 0 | Material | N | N | N | ""
11792 | 211326-0000 | Besi Siku 60x6 | 60x6 Angle Iron | 2021-06-10 20:21:11 | 0 | btg | 359910 | 0000 | IDR | General | 0 | 0 | Material | N | N | N | ""
12285 | 211455-0000 | Besi Siku 65 x 65 x 6 HDG | Angle Iron 65 x 65 x 6 HDG | 2023-08-03 16:19:33 | 0 | Pcs | 0 | 0000 |  | General | 0 | 0 | Material | N | N | N | ""
11813 | 111606-0000 | Besi Siku Galvanis 40x40x5 | Galvanized Angle Iron 40x40x5 | 2021-07-08 13:25:16 | 0 | btg | 108000 | 0000 | IDR | General | 0 | 0 | Material | N | N | N | ""
10695 | 111445-0000 | Besi ulir 13 mm | 13 mm threaded iron | 2017-08-02 10:09:29 | 0 | btg | 103437.84 | 0000 | IDR | General | 0 | 0 | Material | N | N | N | ""
11534 | 111554-0000 | Besi ulir diameter 20mm | 20mm diameter threaded iron | 2019-10-21 18:20:23 | 0 | btg | 239700 | 0000 | IDR | General | 0 | 0 | Material | N | N | N | ""
11533 | 111553-0000 | Besi ulir diameter 25 mm | 25 mm diameter threaded iron | 2019-10-21 18:19:22 | 0 | btg | 527400 | 0000 | IDR | General | 0 | 0 | Material | N | N | N | ""
11797 | 111601-0000 | Besi UNP 100x50x5 mm | UNP Iron 100x50x5 mm | 2021-06-10 20:34:02 | 0 | btg | 405900 | 0000 | IDR | General | 0 | 0 | Material | N | N | N | ""
11543 | 111556-0000 | beton instan | instant concrete | 2019-11-04 17:22:00 | 0 | Zak | 41000 | 0000 | IDR | General | 0 | 0 | Material | N | N | N | ""
10894 | 129299-0000 | Beton K 175, concrete frame | K 175 concrete, concrete frame | 2017-08-04 16:50:13 | 0 | M3 | 0 | 0000 |  | General | 0 | 0 | Material | N | N | N | ""
12345 | 111662-0000 | Beton Readymix K 175 | Readymix Concrete K 175 | 2024-05-16 10:01:33 | 0 | m3 | 0 | 0000 |  | General | 0 | 0 | Material | N | N | N | ""
9986 | 111348-0000 | Beton Readymix K 225 | Readymix Concrete K 225 | 2015-09-01 10:36:56 | 0 | M3 | 1020000 | 0000 | IDR | General | 0 | 0 | Material | N | N | N | ""
11708 | 111579-0000 | Beton Readymix K 250 | Readymix Concrete K 250 | 2020-12-19 09:28:03 | 0 | M3 | 1544013.51 | 0000 | IDR | General | 0 | 0 | Material | N | N | N | ""
11961 | 111613-0000 | Beton Readymix K 300 | Readymix Concrete K 300 | 2021-10-26 19:52:05 | 0 | M3 | 1065000 | 0000 | IDR | General | 0 | 0 | Material | N | N | N | ""
12844 | 111719-0000 | Beton Readymix K 600 | Readymix Concrete K 600 | 2025-12-11 12:02:51 | 0 | M3 | 1300000 | 0000 | IDR | General | 0 | 0 | Material | N | N | N | ""
11707 | 111578-0000 | Beton Readymix K100 | Readymix Concrete K100 | 2020-12-19 09:26:32 | 0 | M3 | 1323882.88 | 0000 | IDR | General | 0 | 0 | Material | N | N | N | ""
12691 | 111691-0000 | Beton Readymix K450 | Readymix Concrete K450 | 2025-07-29 11:49:35 | 0 | M3 | 0 | 0000 |  | General | 0 | 0 | Material | N | N | N | ""
12692 | 111692-0000 | Beton Readymix K500 | Readymix Concrete K500 | 2025-07-29 11:50:40 | 0 | M3 | 1486487 | 0000 | IDR | General | 0 | 0 | Material | N | N | N | ""
10999 | 129328-0000 | Biaya air dan Listrik | Water and electricity costs | 2017-10-06 16:03:50 | 0 | Ls | 324710 | 0000 | IDR | General | 0 | 0 | Material | N | N | N | ""
9178 | 820045-0000 | Biaya aktifitas kantor lain2 (Tahun Kedua) | Other office activity costs (Second Year) | 2014-04-22 14:52:38 | 0 | Yr | 10810810.81 | 0000 | IDR | General | 0 | 11313 | Material | N | N | N | ""
9186 | 820053-0000 | Biaya aktifitas kantor lain2 (Tahun Ketiga) | Other office activity costs (Year Three) | 2014-04-22 15:00:44 | 0 | Yr | 2252252.25 | 0000 | IDR | General | 0 | 11313 | Material | N | N | N | ""
9170 | 820037-0000 | Biaya aktifitas kantor lain2 (Tahun Pertama) | Other office activity costs (First Year) | 2014-04-22 14:44:56 | 0 | Yr | 0 | 0000 | IDR | General | 0 | 11313 | Material | N | N | N | ""
11802 | 521015-0000 | Biaya IMB | IMB Fee | 2021-06-11 17:19:20 | 0 | Ls | 0 | 0000 |  | General | 0 | 0 | Material | N | N | N | ""
8463 | 129020-0000 | Biaya Koordinasi & Operasional Lapangan | Field Coordination & Operational Costs | 2013-09-16 14:37:05 | 0 | Ls | 37500000 | 0000 | IDR | General | 18740300 | 11455 | Material | N | N | N | ""
9177 | 820044-0000 | Biaya Koordinasi P3 (Tahun Kedua) | P3 Coordination Fee (Second Year) | 2014-04-22 14:51:59 | 0 | Yr | 0 | 0000 | IDR | General | 0 | 11313 | Material | N | N | N | ""
9185 | 820052-0000 | Biaya Koordinasi P3 (Tahun Ketiga) | P3 Coordination Fee (Third Year) | 2014-04-22 15:00:06 | 0 | Yr | 0 | 0000 | IDR | General | 0 | 11313 | Material | N | N | N | ""
9169 | 820036-0000 | Biaya Koordinasi P3 (Tahun Pertama) | P3 Coordination Fee (First Year) | 2014-04-22 14:44:21 | 0 | Yr | 0 | 0000 | IDR | General | 0 | 11313 | Material | N | N | N | ""
9188 | 820055-0000 | Biaya Mobilisasi (Tahun Kedua) | Mobilization Costs (Second Year) | 2014-04-22 15:02:10 | 0 | Yr | 0 | 0000 | IDR | General | 0 | 11313 | Material | N | N | N | ""
9189 | 820056-0000 | Biaya Mobilisasi (Tahun Ketiga) | Mobilization Costs (Year Three) | 2014-04-22 15:02:55 | 0 | Yr | 0 | 0000 | IDR | General | 0 | 11313 | Material | N | N | N | ""
9187 | 820054-0000 | Biaya Mobilisasi (Tahun Pertama) | Mobilization Costs (First Year) | 2014-04-22 15:01:34 | 0 | Yr | 0 | 0000 | IDR | General | 0 | 11313 | Material | N | N | N | ""
12714 | 820144-0000 | Biaya Pemasangan Passenger Hoist Cap 2 Ton | Passenger Hoist Cap 2 Ton Installation Cost | 2025-09-09 16:42:21 | 0 | Set | 0 | 0000 |  | General | 0 | 0 | Material | N | N | N | ""
9318 | 323042-0000 | Biaya pengurusan SLO | SLO administration fees | 2014-06-11 14:49:24 | 0 | Ls | 0 | 0000 | IDR | General | 0 | 11683 | Material | N | N | N | ""
9317 | 323041-0000 | Biaya Pengurusan SPJBTL dan STO PLN | PLN SPJBTL and STO Administration Fees | 2014-06-11 14:48:40 | 0 | Ls | 0 | 0000 | IDR | General | 0 | 11683 | Material | N | N | N | ""
9316 | 323040-0000 | Biaya Penyambungan (BP) PLN | PLN Connection Fee (BP) | 2014-06-13 11:26:35 | 0 | KVA | 1415094 | 0000 | IDR | General | 2056400 | 11683 | Material | N | N | N | ""
9326 | 323045-0000 | Biaya Penyambungan (BP) PLN | PLN Connection Fee (BP) | 2014-06-13 11:27:53 | 0 | VA | 775 | 0000 | IDR | General | 775 | 0 | Material | N | N | N | ""
9160 | 820029-0000 | Biaya Peralatan | Equipment Costs | 2014-04-22 14:25:20 | 0 | Yr | 2950000 | 0000 | IDR | General | 2500000 | 11313 | Material | N | N | N | ""
10376 | 211099-0000 | Biaya PPN IMPORT DUTY (reimbursement) | Import Duty VAT Fee (reimbursement) | 2016-09-27 16:27:51 | 0 | Ls | 0 | 0000 |  | General | 0 | 0 | Material | N | N | N | ""
9158 | 820028-0000 | Biaya Tenaga Kerja | Labor costs | 2014-04-22 14:14:45 | 0 | Mth | 28500000 | 0000 | IDR | General | 1900000 | 11313 | Material | N | N | N | ""
9233 | 720013-0000 | Biaya Tiket Pesawat | Airline Ticket Costs | 2014-05-13 10:55:55 | 0 | ea | 1300000 | 0000 | IDR | General | 4360300 | 11558 | Material | N | N | N | ""
9325 | 323044-0000 | Biaya UJL PLN | PLN UJL Fees | 2014-06-13 11:10:04 | 0 | VA | 165 | 0000 | IDR | General | 165 | 0 | Material | N | N | N | ""
10345 | 221040-0000 | Biaya Unloading di Drop Zone | Unloading Fee at Drop Zone | 2016-09-15 17:10:58 | 0 | Kg | 80 | 0000 | IDR | General | 0 | 0 | Material | N | N | N | ""
10428 | 810028-0000 | Binder / Bantex Bambi 1170M | Binder / Bantex Bambi 1170M | 2016-11-24 09:26:39 | 0 | Pcs | 32500 | 0000 | IDR | General | 0 | 0 | Material | N | N | N | ""
10272 | 611088-0000 | Binder / Bantex Insert 8552 mm A4 | Binder / Bantex Insert 8552 mm A4 | 2016-07-29 13:34:34 | 0 | Pcs | 36300 | 0000 | IDR | General | 0 | 0 | Material | N | N | N | ""
10425 | 810025-0000 | Binder / Bantex Insert 8562 mm A4 | Binder / Bantex Insert 8562 mm A4 | 2016-11-24 09:23:23 | 0 | Pcs | 48000 | 0000 | IDR | General | 0 | 0 | Material | N | N | N | ""
11228 | 810079-0000 | bingkai foto | photo frame | 2018-12-11 14:24:24 | 0 | Pcs | 70000 | 0000 | IDR | General | 0 | 0 | Material | N | N | N | ""
11016 | 110001-FLUK | Bla bla | Blah blah | 2017-10-30 09:21:40 | 0 | Gr | 0 | FLUK |  | FLUKE | 0 | 0 | Material | N | N | N | ""
11529 | 313498-0000 | Body sub assy | Body sub assembly | 2019-09-23 21:12:45 | 0 | Pcs | 558888 | 0000 | IDR | General | 0 | 0 | Material | N | N | N | ""
9240 | 611025-0000 | Body Vest | Body Vest | 2014-05-16 10:57:27 | 0 | Pcs | 52250 | 0000 | IDR | General | 52250 | 11558 | Material | N | N | N | ""
10638 | 610001-BMST | BOHRMASTER Magnetic Drilling Machine 35 mm | BOHRMASTER Magnetic Drilling Machine 35 mm | 2017-06-07 08:46:09 | 0 | Unit | 9178312.5 | BMST | IDR | BOHRMASTER | 0 | 0 | Material | N | N | N | ""
11597 | 211288-0000 | BOLT & NUT 12x35 HEX 8.8 (Incl 1 FLAT WASHER , 1 SPRING WASHER) | BOLT & NUT 12x35 HEX 8.8 (Incl. 1 FLAT WASHER, 1 SPRING WASHER) | 2020-04-05 17:47:28 | 0 | Pcs | 2510 | 0000 | IDR | General | 0 | 0 | Material | N | N | N | ""
11593 | 211284-0000 | BOLT & NUT 12x40 HEX 8.8 (Incl 1 FLAT WASHER, 1 SPRING WASHER) | BOLT & NUT 12x40 HEX 8.8 (Incl 1 FLAT WASHER, 1 SPRING WASHER) | 2020-04-05 16:09:39 | 0 | Pcs | 2840 | 0000 | IDR | General | 0 | 0 | Material | N | N | N | ""
11594 | 211285-0000 | BOLT & NUT 12x45 HEX 8.8 (Incl 1 FLAT WASHER , 1 SPRING WASHER) | BOLT & NUT 12x45 HEX 8.8 (Incl. 1 FLAT WASHER , 1 SPRING WASHER) | 2020-04-05 16:10:47 | 0 | Pcs | 2960 | 0000 | IDR | General | 0 | 0 | Material | N | N | N | ""
11595 | 211286-0000 | BOLT & NUT 12x55 HEX 8.8 (Incl 1 FLAT WASHER , 1 SPRING WASHER) | BOLT & NUT 12x55 HEX 8.8 (Incl. 1 FLAT WASHER , 1 SPRING WASHER) | 2020-04-05 16:11:28 | 0 | Pcs | 3445 | 0000 | IDR | General | 0 | 0 | Material | N | N | N | ""
12785 | 111707-0000 | BOLT & NUT 13x100 HEX 8.8 (Incl 1 FLAT WASHER , 1 SPRING WASHER) | BOLT & NUT 13x100 HEX 8.8 (Incl. 1 FLAT WASHER , 1 SPRING WASHER) | 2025-11-22 22:47:28 | 0 | Pcs | 0 | 0000 |  | General | 0 | 0 | Material | N | N | N | ""
11598 | 211289-0000 | BOLT & NUT 16x45 HEX 8.8 (Incl 1 FLAT WASHER , 1 SPRING WASHER) | BOLT & NUT 16x45 HEX 8.8 (Incl. 1 FLAT WASHER , 1 SPRING WASHER) | 2020-04-05 17:47:55 | 0 | Pcs | 5695 | 0000 | IDR | General | 0 | 0 | Material | N | N | N | ""
11599 | 211290-0000 | BOLT & NUT 16x50 HEX 8.8 (Incl 1 FLAT WASHER , 1 SPRING WASHER) | BOLT & NUT 16x50 HEX 8.8 (Incl. 1 FLAT WASHER , 1 SPRING WASHER) | 2020-04-05 17:48:12 | 0 | Pcs | 6070 | 0000 | IDR | General | 0 | 0 | Material | N | N | N | ""
11600 | 211291-0000 | BOLT & NUT 16x55 HEX 8.8 (Incl 1 FLAT WASHER , 1 SPRING WASHER) | BOLT & NUT 16x55 HEX 8.8 (Incl. 1 FLAT WASHER , 1 SPRING WASHER) | 2020-04-05 17:48:29 | 0 | Pcs | 6370 | 0000 | IDR | General | 0 | 0 | Material | N | N | N | ""
9448 | 211059-0000 | Bolt & Nut 17x40mm - SS | Bolt & Nut 17x40mm - SS | 2014-09-02 12:59:07 | 0 | Pcs | 28135 | 0000 | IDR | General | 0 | 11694 | Material | N | N | N | ""
11596 | 211287-0000 | BOLT & NUT 20x90 HEX 8.8 (Incl 1 FLAT WASHER , 1 SPRING WASHER) | BOLT & NUT 20x90 HEX 8.8 (Incl. 1 FLAT WASHER , 1 SPRING WASHER) | 2020-04-05 16:12:09 | 0 | Pcs | 13410 | 0000 | IDR | General | 0 | 0 | Material | N | N | N | ""
11601 | 211292-0000 | BOLT & NUT 20x95 HEX 8.8 (Incl 1 FLAT WASHER , 1 SPRING WASHER) | BOLT & NUT 20x95 HEX 8.8 (Incl. 1 FLAT WASHER , 1 SPRING WASHER) | 2020-04-05 19:08:50 | 0 | Pcs | 16095 | 0000 | IDR | General | 0 | 0 | Material | N | N | N | ""
9447 | 211058-0000 | Bolt & Nut M10 - SS | Bolt & Nut M10 - SS | 2014-09-02 12:56:47 | 0 | Pcs | 26485 | 0000 | IDR | General | 4500 | 11694 | Material | N | N | N | ""
9426 | 211052-0000 | Bolt & Nut M8 | Bolt & Nut M8 | 2014-09-02 09:49:15 | 0 | Pcs | 1645 | 0000 | IDR | General | 0 | 11694 | Material | N | N | N | ""
11025 | 111477-0000 | Bolt and Clamp for BRC | Bolt and Clamp for BRC | 2017-11-01 09:00:14 | 0 | Pcs | 1000 | 0000 | IDR | General | 0 | 0 | Material | N | N | N | ""
11234 | 211186-0000 | Bolt and nut 8.8 complete plain washer and ring washer | Bolt and nut 8.8 complete plain washer and ring washer | 2019-01-08 17:42:52 | 0 | Set | 3750 | 0000 | IDR | General | 0 | 0 | Material | N | N | N | ""
11877 | 211355-0000 | Bolt M24x3x210 HH MTRC 8.8 Galv | Bolt M24x3x210 HH MTRC 8.8 Galv | 2021-09-23 19:33:05 | 0 | Pcs | 123003 | 0000 | IDR | General | 0 | 0 | Material | N | N | N | ""
11878 | 211356-0000 | Bolt M24x3x80 HH MTRC 8.8 Galv | Bolt M24x3x80 HH MTRC 8.8 Galv | 2021-09-23 19:34:28 | 0 | Pcs | 26245 | 0000 | IDR | General | 0 | 0 | Material | N | N | N | ""
11896 | 211373-0000 | Bolts for Post Insulator | Bolts for Post Insulator | 2021-09-23 21:02:56 | 0 | Pcs | 0 | 0000 |  | General | 0 | 0 | Material | N | N | N | ""
11714 | 111580-0000 | Bonding Agent | Bonding Agent | 2020-12-24 15:42:26 | 0 | Pcs | 0 | 0000 |  | General | 0 | 0 | Material | N | N | N | ""
8184 | 820010-0000 | Bonds/Jaminan Asuransi | Bonds/Insurance Guarantees | 2013-07-11 10:29:53 | 0 | Ls | 5239000 | 0000 | IDR | General | 14907895 | 9982 | Material | N | N | N | ""
12080 | 611292-0000 | Bor Beton | Concrete Drill | 2022-02-13 19:21:27 | 0 | Pcs | 250000 | 0000 | IDR | General | 0 | 0 | Material | N | N | N | ""
12613 | 611343-0000 | Bor Impact Wrench 500 NM | 500 NM Impact Wrench Drill | 2025-03-11 17:04:37 | 0 | Pcs | 444316.66 | 0000 | IDR | General | 0 | 0 | Material | N | N | N | ""
11353 | 611128-0000 | Bor Magnet Merek Leopard 28ww | Leopard 28ww Magnetic Drill | 2019-04-18 10:25:06 | 0 | Pcs | 3250000 | 0000 | IDR | General | 0 | 0 | Material | N | N | N | ""
11344 | 129355-0000 | Boring manual HDPE Dia.50mm | Manual boring HDPE Dia.50mm | 2019-04-01 15:38:12 | 0 | Mtr | 30314.83 | 0000 | IDR | General | 0 | 0 | Material | N | N | N | ""
12040 | 111625-0000 | Bouvenlight 70 x 52 | Bouvenlight 70 x 52 | 2022-01-27 14:42:05 | 0 | Set | 500000 | 0000 | IDR | General | 0 | 0 | Material | N | N | N | ""
9698 | 129120-0000 | Bouwplank | Bouwplank | 2015-02-02 18:45:33 | 0 | Mtr | 65760 | 0000 | IDR | General | 65750 | 12502 | Material | N | N | N | ""
10404 | 313253-0000 | Bow Shackle 120 kN | Bow Shackle 120 kN | 2016-11-23 14:37:32 | 0 | Pcs | 122000 | 0000 | IDR | General | 0 | 13387 | Material | N | N | N | ""
10403 | 313252-0000 | Bow Shackle 210 kN | Bow Shackle 210 kN | 2016-11-23 14:37:16 | 0 | Pcs | 348000 | 0000 | IDR | General | 0 | 13387 | Material | N | N | N | ""
11521 | 313490-0000 | Bow Shackle 210kN | Bow Shackle 210kN | 2019-09-23 21:01:44 | 0 | Pcs | 176000 | 0000 | IDR | General | 0 | 0 | Material | N | N | N | ""
12655 | 313752-0000 | Box Marshalling Kiosk For Line Bay, Dim 1mx1.55mx0.5m, IP 54 | Box Marshalling Kiosk For Line Bay, Dim 1mx1.55mx0.5m, IP 54 | 2025-06-19 19:38:24 | 0 | Unit | 12000000 | 0000 | IDR | General | 0 | 0 | Material | N | N | N | ""
7649 | 310043-0000 | Box MCB | MCB Box |  | 0 | Pcs | 88500 | Gener | IDR | "" | 0 | 0 | Material | N | N | N
9218 | 313056-0000 | Box Panel uk. 30 x 40 x 15 cm | Panel Box size 30 x 40 x 15 cm | 2014-05-12 11:01:20 | 0 | Pcs | 220000 | 0000 | IDR | General | 0 | 0 | Material | N | N | N | ""
9593 | 820066-0000 | BPJS Kesehatan | BPJS Health | 2015-01-09 14:27:32 | 0 | Ls | 15933300 | 0000 | IDR | General | 0 | 12578 | Material | N | N | N | ""
10021 | 820085-0000 | BPJS Kesehatan (IMD) | BPJS Health (IMD) | 2015-10-08 09:27:21 | 0 | Ls | 3109320 | 0000 | IDR | General | 0 | 0 | Material | N | N | N | ""
10017 | 820081-0000 | BPJS Kesehatan (QDC) | BPJS Health (QDC) | 2015-10-08 09:21:10 | 0 | Ls | 19640116 | 0000 | IDR | General | 0 | 0 | Material | N | N | N | ""
10022 | 820086-0000 | BPJS Ketenagakerjaan (IMD) | BPJS Employment (IMD) | 2015-10-08 09:28:38 | 0 | Ls | 0 | 0000 |  | General | 0 | 0 | Material | N | N | N | ""
10016 | 820080-0000 | BPJS Ketenagakerjaan (QDC) | BPJS Employment (QDC) | 2015-10-08 09:19:36 | 0 | Ls | 28601055 | 0000 | IDR | General | 0 | 0 | Material | N | N | N | ""
11864 | 611210-0000 | Bracket dia. 38x75 cm | Bracket diameter 38x75 cm | 2021-09-19 15:39:45 | 0 | Unit | 4750000 | 0000 | IDR | General | 0 | 0 | Material | N | N | N | ""
9422 | 413086-0000 | Bracket Splitter | Splitter Bracket | 2016-02-09 15:35:01 | 0 | Pcs | 77272.73 | 0000 | IDR | General | 9000 | 13820 | Material | N | N | N | ""
10134 | 313221-0000 | Bracket STB | STB Bracket | 2016-08-11 09:56:45 | 0 | Pcs | 26000 | 0000 | IDR | General | 26000 | 13121 | Material | N | N | N | ""
11614 | 211301-0000 | Bracket TV - Multi | TV Bracket - Multi | 2020-04-07 18:28:13 | 0 | Pcs | 2059000 | 0000 | IDR | General | 0 | 0 | Material | N | N | N | ""
11615 | 211302-0000 | Bracket TV - Single | TV Bracket - Single | 2020-04-07 18:28:57 | 0 | Pcs | 197297.3 | 0000 | IDR | General | 0 | 0 | Material | N | N | N | ""
9702 | 111332-0000 | BRC 1.20 m height including pole, bolt and accessories | BRC 1.20 m height including pole, bolt and accessories | 2015-02-02 18:49:10 | 0 | Mtr | 1085000 | 0000 | IDR | General | 0 | 12502 | Material | N | N | N | ""
11815 | 221052-0000 | Bubut | Lathe | 2021-07-14 16:11:56 | 0 | Ls | 100000 | 0000 | IDR | General | 0 | 0 | Material | N | N | N | ""
12632 | 323235-0000 | Bubut Lubang Dies | Die Hole Lathe | 2025-04-28 17:37:42 | 0 | Pcs | 0 | 0000 |  | General | 0 | 0 | Material | N | N | N | ""
12633 | 221062-0000 | Bubut Lubang Dies | Die Hole Lathe | 2025-04-28 17:38:39 | 0 | Pcs | 1500000 | 0000 | IDR | General | 0 | 0 | Material | N | N | N | ""
9803 | 211078-0000 | Bucket Excavator | Bucket Excavator | 2015-02-13 14:49:48 | 0 | Pcs | 15000000 | 0000 | IDR | General | 15000000 | 12502 | Material | N | N | N | ""
11448 | 111528-0000 | buis beton | concrete pipes | 2019-07-31 14:37:58 | 0 | Pcs | 200000 | 0000 | IDR | General | 0 | 0 | Material | N | N | N | ""
9942 | 810008-0000 | Buka puasa bersama | breaking the fast together | 2015-06-29 16:14:53 | 0 | Ls | 0 | 0000 |  | General | 0 | 13327 | Material | N | Y | N | ""
11569 | 810107-0000 | buku catatan | notebook | 2019-11-26 15:23:37 | 0 | Pcs | 7500 | 0000 | IDR | General | 0 | 0 | Material | N | N | N | ""
11568 | 810106-0000 | buku panduan P3K | first aid manual | 2019-11-26 15:22:36 | 0 | Pcs | 20000 | 0000 | IDR | General | 0 | 0 | Material | N | N | N | ""
8699 | 413049-0000 | Buldog Grip 12 mm | Bulldog Grip 12 mm | 2015-12-21 09:05:17 | 0 | ea | 7159.09 | 0000 | IDR | General | 6000 | 13984 | Material | N | N | N | ""
10061 | 211094-0000 | Buldog Grip 13 mm | Bulldog Grip 13 mm | 2016-01-04 09:57:17 | 0 | Pcs | 7500 | 0000 | IDR | General | 7500 | 13640 | Material | N | N | N | ""
11693 | 211317-0000 | Buldog Grip 22 mm | Bulldog Grip 22 mm | 2020-11-02 20:18:03 | 0 | Pcs | 14700 | 0000 | IDR | General | 0 | 0 | Material | N | N | N | ""
8708 | 211030-0000 | Buldog Grip 5/8 | Bulldog Grip 5/8 | 2013-10-22 10:53:33 | 0 | ea | 9000 | 0000 | IDR | General | 9000 | 11366 | Material | N | N | N | ""
8258 | 111020-0000 | Buldog Grip Diameter 10 mm | Bulldog Grip Diameter 10 mm | 2015-10-21 15:57:22 | 0 | Mtr | 4500 | 0000 | IDR | General | 7000 | 13665 | Material | N | N | N | ""
10382 | 413188-0000 | Buldog Grip M12 | Bulldog Grip M12 | 2016-10-14 12:57:15 | 0 | ea | 0 | 0000 |  | General | 0 | 0 | Material | N | N | N | ""
9598 | 413122-0000 | Buldog Grip M16 | Bulldog Grip M16 | 2015-01-26 09:49:09 | 0 | ea | 14568 | 0000 | IDR | General | 0 | 12510 | Material | N | N | N | ""
11007 | 413199-0000 | Buldog Grip M19 | Bulldog Grip M19 | 2017-10-18 10:50:13 | 0 | Pcs | 9100 | 0000 | IDR | General | 0 | 12000 | Material | N | N | N | ""
8698 | 413048-0000 | Buldog Grip M8 | Bulldog Grip M8 | 2015-08-27 14:12:09 | 0 | ea | 1000 | 0000 | IDR | General | 0 | 13904 | Material | N | N | N | ""
9230 | 313068-0000 | Bus Bar 0 | Bus Bar 0 | 2014-05-12 11:29:48 | 0 | Pcs | 0 | 0000 | IDR | General | 0 | 0 | Material | N | N | N | ""
9229 | 313067-0000 | Bus Bar 3 phase (complete) | 3-phase bus bar (complete) | 2017-03-30 11:11:20 | 0 | Pcs | 0 | 0000 | IDR | General | 90000 | 13322 | Material | N | N | N | ""
9091 | 313048-0000 | Bus Bar 300 x 100 x 10 (Cu) & Isolator Keramik 40 x 50 ( 2R,14 Holes) | Bus Bar 300 x 100 x 10 (Cu) & Ceramic Insulator 40 x 50 (2R,14 Holes) | 2014-03-14 16:08:49 | 0 | Pcs | 385000 | 0000 | IDR | General | 345000 | 11633 | Material | N | N | Y | ""
10842 | 111462-0000 | BUS COUPLER BAY150kV CB Steel Support | BUS COUPLER BAY150kV CB Steel Support | 2017-08-04 10:37:16 | 0 | Set | 0 | 0000 |  | General | 0 | 0 | Material | N | N | N | ""
10845 | 111465-0000 | BUS COUPLER BAY150kV CT Steel Support | BUS COUPLER BAY150kV CT Steel Support | 2017-08-04 10:41:30 | 0 | Set | 0 | 0000 |  | General | 0 | 0 | Material | N | N | N | ""
10843 | 111463-0000 | BUS COUPLER BAY150kV DS Steel Support | BUS COUPLER BAY150kV DS Steel Support | 2017-08-04 10:38:13 | 0 | Set | 0 | 0000 |  | General | 0 | 0 | Material | N | N | N | ""
10834 | 313308-0000 | BUS COUPLER BAY150kV Post Insulator as per-TPG. | BUS COUPLER BAY150kV Post Insulator as per-TPG. | 2017-08-04 10:16:57 | 0 | Set | 0 | 0000 |  | General | 0 | 0 | Material | N | N | N | ""
10850 | 111466-0000 | BUS COUPLER BAY150kV Post Insulator Steel Support | BUS COUPLER BAY150kV Post Insulator Steel Support | 2017-08-04 10:57:08 | 0 | Pcs | 0 | 0000 |  | General | 0 | 0 | Material | N | N | N | ""
10835 | 313309-0000 | BUS COUPLER BAY150kV Single phase Current Transformer | BUS COUPLER BAY150kV Single phase Current Transformer | 2017-08-04 10:23:18 | 0 | Pcs | 81592000 | 0000 | IDR | General | 0 | 0 | Material | N | N | N | ""
10846 | 313313-0000 | BUS COUPLER BAY150kV Single phase Current Transformer comprising | BUS COUPLER BAY150kV Single phase Current Transformer consisting | 2017-08-04 10:42:15 | 0 | Pcs | 79552000 | 0000 | IDR | General | 0 | 0 | Material | N | N | N | ""
10833 | 313307-0000 | BUS COUPLER BAY150kV Three phase Busbar Disconnector with 3 phase motorized | BUS COUPLER BAY150kV Three phase Busbar Disconnector with 3 phase motorized | 2017-08-04 10:13:27 | 0 | Pcs | 129102000 | 0000 | IDR | General | 0 | 0 | Material | N | N | N | ""
10832 | 313306-0000 | BUS COUPLER BAY150kV Three phase Circuit Breaker (1x3-phases) | BUS COUPLER BAY150kV Three phase Circuit Breaker (1x3-phases) | 2017-08-04 10:02:59 | 0 | Set | 474252000 | 0000 | IDR | General | 0 | 0 | Material | N | N | N | ""
12682 | 313758-0000 | Bus Riser Cubicle For 20 kV Switchgears | Bus Riser Cubicle For 20 kV Switchgears | 2025-07-10 10:52:06 | 0 | Set | 209000000 | 0000 | IDR | General | 0 | 0 | Material | N | N | N | ""
11251 | 211201-0000 | Bus support clamp for 1xAAAC 630SQmm to 5 inchi BCD | Bus support clamp for 1xAAAC 630SQmm to 5 inch BCD | 2019-02-11 13:48:38 | 0 | Pcs | 16622 | 0000 | KRW | General | 0 | 14049 | Material | N | N | N | ""
11250 | 211200-0000 | Bus support clamp for 2xAAC Lupine 1267SQmm to 5 inchi BCD | Bus support clamp for 2xAAC Lupine 1267SQmm to 5 inch BCD | 2019-02-11 13:47:30 | 0 | Pcs | 28.18 | 0000 | USD | General | 0 | 14049 | Material | N | N | N | ""
11768 | 111594-0000 | Busa 1 m x 2 m x 1 cm | Foam 1 m x 2 m x 1 cm | 2021-02-16 11:14:33 | 0 | Pcs | 24000 | 0000 | IDR | General | 0 | 0 | Material | N | N | N | ""
7652 | 310046-0000 | Busbar 300x100x10 mm | Busbar 300x100x10 mm |  | 0 | Pcs | 345000 | Gener | IDR | "" | 345000 | 0 | Material | N | N | N
7654 | 310048-0000 | Busbar 300x100x15 mm | Busbar 300x100x15 mm |  | 0 | Pcs | 0 | Gener | "" | "" | 0 | 0 | Material | N | N | N
7653 | 310047-0000 | Busbar 300x50x5 mm | Busbar 300x50x5 mm |  | 0 | Pcs | 450000 | Gener | IDR | "" | 0 | 0 | Material | N | N | N
11655 | 313523-0000 | Busbar 4000x100x10 mm | Busbar 4000x100x10 mm | 2020-08-26 09:34:12 | 0 | Pcs | 4500000 | 0000 | IDR | General | 0 | 0 | Material | N | N | N | ""
7651 | 310045-0000 | Busbar 500x100x10 mm | Busbar 500x100x10 mm | 2015-10-21 15:58:11 | 0 | Pcs | 0 | Gener | "" | "" | 75000 | 13665 | Material | N | N | N
12552 | 313703-0000 | Busbar Copper Tebal 5 mm x Lebar 25 mm | Copper Busbar 5 mm Thick x 25 mm Wide | 2024-12-27 17:21:12 | 0 | Mtr | 278833.33 | 0000 | IDR | General | 0 | 0 | Material | N | N | N | ""
12763 | 313792-0000 | Busbar Protection Cubicle 150 kV (Low Impedance System) | Busbar Protection Cubicle 150 kV (Low Impedance System) | 2025-11-08 14:18:33 | 0 | Set | 290140000 | 0000 | IDR | General | 0 | 0 | Material | N | N | N | ""
7655 | 310049-0000 | Busbar rectifier | Busbar rectifier |  | 0 | Pcs | 0 | Gener | "" | "" | 0 | 0 | Material | N | N | N
10517 | 810036-0000 | Business File A4 | Business File A4 | 2017-01-31 10:03:37 | 0 | Pcs | 48000 | 0000 | IDR | General | 0 | 0 | Material | N | N | N | ""
10478 | 610010-DNFG | Bv Winch 3 T, Drum Diam. 230 Mm , 30/5.7 Kn | Bv Winch 3 T, Silent Drum. 230 Mm, 30/5.7 Kn | 2016-12-21 21:34:56 | 0 | Set | 7500000 | DNFG | IDR | Dong Fang | 0 | 0 | Material | N | N | N | ""
7613 | 310007-0000 | Cable AAC 35 sqmm | AAC cable 35 sqmm |  | 0 | Mtr | 0 | Gener | "" | "" | 0 | 0 | Material | N | N | N
7612 | 310006-0000 | Cable AAC 50 sqmm | 50 sqmm AAC cable |  | 0 | Mtr | 0 | Gener | "" | "" | 0 | 0 | Material | N | N | N
7611 | 310005-0000 | Cable AAC 70 sqmm | AAC cable 70 sqmm | 2015-06-03 14:12:09 | 0 | Mtr | 700000 | Gener | IDR | "" | 0 | 13217 | Material | N | N | N
7637 | 310031-0000 | Cable Alarm 10 pair | 10 pair alarm cable |  | 0 | Mtr | 0 | Gener | "" | "" | 0 | 0 | Material | N | N | N
8380 | 311009-0000 | Cable BC 16 sqmm | Cable BC 16 sqmm | 2013-08-20 11:01:12 | 0 | Mtr | 14000 | 0000 | IDR | General | 14000 | 10301 | Material | N | N | N | ""
9552 | 313098-0000 | Cable BC 25 mm | Cable BC 25 mm | 2014-11-20 17:22:53 | 0 | Mtr | 0 | 0000 | IDR | General | 0 | 12148 | Material | N | N | N | ""
7610 | 310004-0000 | Cable BC 50 sqmm | Cable BC 50 sqmm | 2017-05-24 16:30:20 | 0 | Mtr | 73272.73 | Gener | IDR | "" | 50000 | 13323 | Material | N | N | N
7609 | 310003-0000 | Cable BC 70 sqmm | Cable BC 70 sqmm |  | 0 | Mtr | 1200000 | Gener | IDR | "" | 0 | 0 | Material | N | N | N
8458 | 311010-0000 | Cable BCC 25mm | BCC 25mm Cable | 2013-09-16 14:26:24 | 0 | Mtr | 25000 | 0000 | IDR | General | 25000 | 11455 | Material | N | N | N | ""
7608 | 310002-0000 | Cable BCC 35 sqmm | Cable BCC 35 sqmm |  | 0 | Mtr | 45000 | Gener | IDR | "" | 0 | 0 | Material | N | N | N
7607 | 310001-0000 | Cable BCC 50 sqmm | Cable BCC 50 sqmm |  | 0 | Mtr | 84970 | Gener | IDR | "" | 50500 | 0 | Material | N | N | N
12068 | 313563-0000 | cable conduit | cable conduit | 2022-01-27 16:22:42 | 0 | btg | 12000 | 0000 | IDR | General | 0 | 0 | Material | N | N | N | ""
12676 | 611345-0000 | Cable Data USB For Total Station | USB Data Cable For Total Station | 2025-07-05 12:52:21 | 0 | Set | 0 | 0000 |  | General | 0 | 0 | Material | N | N | N | ""
12549 | 313700-0000 | Cable Duct 100 mm x 100 mm - 2 Mtr | Cable Duct 100 mm x 100 mm - 2 Mtr | 2024-12-27 17:07:36 | 0 | Mtr | 171925 | 0000 | IDR | General | 0 | 0 | Material | N | N | N | ""
12551 | 313702-0000 | Cable Duct 40 mm x 100 mm - 2 Mtr | Cable Duct 40 mm x 100 mm - 2 Mtr | 2024-12-27 17:15:35 | 0 | btg | 139444 | 0000 | IDR | General | 0 | 0 | Material | N | N | N | ""
12550 | 313701-0000 | Cable Duct 70 mm x 100 mm - 2 Mtr | Cable Duct 70 mm x 100 mm - 2 Mtr | 2024-12-27 17:11:14 | 0 | btg | 257550 | 0000 | IDR | General | 0 | 0 | Material | N | N | N | ""
10080 | 313216-0000 | Cable duct type TC-2 | Cable duct type TC-2 | 2015-11-30 15:20:08 | 0 | Mtr | 82250 | 0000 | IDR | General | 0 | 0 | Material | N | N | N | ""
12065 | 313560-0000 | Cable Gland Metal 1 Armoured cable | Cable Gland Metal 1 Armored cable | 2022-01-27 16:15:56 | 0 | Pcs | 0 | 0000 |  | General | 0 | 0 | Material | N | N | N | ""
12066 | 313561-0000 | Cable Gland Metal 2.5 Armoured cable | Cable Gland Metal 2.5 Armored cable | 2022-01-27 16:17:08 | 0 | Pcs | 0 | 0000 |  | General | 0 | 0 | Material | N | N | N | ""
11327 | 313460-0000 | Cable Gland Metal M25, 13-18 MM | Cable Gland Metal M25, 13-18 MM | 2019-03-26 14:04:55 | 0 | Pcs | 38000 | 0000 | IDR | General | 0 | 0 | Material | N | N | N | ""
11328 | 313461-0000 | Cable Gland Metal M32, 18-25 MM | Cable Gland Metal M32, 18-25 MM | 2019-03-26 14:05:46 | 0 | Pcs | 230000 | 0000 | IDR | General | 0 | 0 | Material | N | N | N | ""
11329 | 313462-0000 | Cable Gland Metal M40, 22-32 MM | Cable Gland Metal M40, 22-32 MM | 2019-03-26 14:06:48 | 0 | Pcs | 97000 | 0000 | IDR | General | 0 | 0 | Material | N | N | N | ""
11324 | 313457-0000 | Cable Gland Plastic M25, 13-18 MM | Cable Gland Plastic M25, 13-18 MM | 2019-03-26 14:02:14 | 0 | Pcs | 7000 | 0000 | IDR | General | 0 | 0 | Material | N | N | N | ""
11325 | 313458-0000 | Cable Gland Plastic M32, 18-25 MM | Cable Gland Plastic M32, 18-25 MM | 2019-03-26 14:03:12 | 0 | Pcs | 7500 | 0000 | IDR | General | 0 | 0 | Material | N | N | N | ""
11326 | 313459-0000 | Cable Gland Plastic M40, 22-32 MM | Cable Gland Plastic M40, 22-32 MM | 2019-03-26 14:04:04 | 0 | Pcs | 16000 | 0000 | IDR | General | 0 | 0 | Material | N | N | N | ""
12141 | 313573-0000 | Cable Gland SS316/SS304 M25 | Cable Gland SS316/SS304 M25 | 2022-08-19 15:42:24 | 0 | Pcs | 0 | 0000 |  | General | 0 | 0 | Material | N | N | N | ""
12142 | 313574-0000 | Cable Gland SS3166/SS304 M20 | Cable Gland SS3166/SS304 M20 | 2022-08-19 15:45:11 | 0 | Pcs | 0 | 0000 |  | General | 0 | 0 | Material | N | N | N | ""
12143 | 313575-0000 | Cable Gland SS3166/SS304 M32 | Cable Gland SS3166/SS304 M32 | 2022-08-19 15:46:39 | 0 | Pcs | 0 | 0000 |  | General | 0 | 0 | Material | N | N | N | ""
12144 | 313576-0000 | Cable Gland SS3166/SS304 M40 | Cable Gland SS3166/SS304 M40 | 2022-08-19 15:49:08 | 0 | Pcs | 0 | 0000 |  | General | 0 | 0 | Material | N | N | N | ""
12145 | 313577-0000 | Cable Gland SS3166/SS304 M50 | Cable Gland SS3166/SS304 M50 | 2022-08-19 15:50:50 | 0 | Pcs | 0 | 0000 |  | General | 0 | 0 | Material | N | N | N | ""
11839 | 211340-0000 | Cable Ladder | Cable Ladder | 2021-09-03 20:14:58 | 0 | Set | 0 | 0000 |  | General | 0 | 0 | Material | N | N | N | ""
12060 | 313555-0000 | cable lug 3C-25 mm2 | cable lug 3C-25 mm2 | 2022-01-27 16:04:53 | 0 | Pcs | 4000 | 0000 | IDR | General | 0 | 0 | Material | N | N | N | ""
12062 | 313557-0000 | cable lug 4C-10 mm2 | cable lug 4C-10 mm2 | 2022-01-27 16:08:10 | 0 | Pcs | 4000 | 0000 | IDR | General | 0 | 0 | Material | N | N | N | ""
12063 | 313558-0000 | cable lug 4C-120 mm2 | cable lug 4C-120 mm2 | 2022-01-27 16:09:43 | 0 | Pcs | 25000 | 0000 | IDR | General | 0 | 0 | Material | N | N | N | ""
12064 | 313559-0000 | cable lug 4C-150 mm2 | cable lug 4C-150 mm2 | 2022-01-27 16:12:27 | 0 | Pcs | 25000 | 0000 | IDR | General | 0 | 0 | Material | N | N | N | ""
12061 | 313556-0000 | cable lug 4C-35 mm2 | cable lug 4C-35 mm2 | 2022-01-27 16:06:30 | 0 | Pcs | 0 | 0000 |  | General | 0 | 0 | Material | N | N | N | ""
12049 | 313549-0000 | Cable NYA 1C-35 sqmm | NYA 1C-35 sqmm cable | 2022-01-27 15:02:04 | 0 | Mtr | 59100 | 0000 | IDR | General | 0 | 0 | Material | N | N | N | ""
7624 | 310018-0000 | Cable NYA 1x2.5 sqmm Black | NYA Cable 1x2.5 sqmm Black |  | 0 | Mtr | 430000 | Gener | IDR | "" | 0 | 0 | Material | N | N | N
7625 | 310019-0000 | Cable NYA 1x2.5 sqmm Blue | NYA Cable 1x2.5 sqmm Blue |  | 0 | Mtr | 0 | Gener | "" | "" | 0 | 0 | Material | N | N | N
7623 | 310017-0000 | Cable NYA 1x2.5 sqmm Yellow | NYA Cable 1x2.5 sqmm Yellow |  | 0 | Mtr | 320000 | Gener | IDR | "" | 0 | 0 | Material | N | N | N
7626 | 310020-0000 | Cable NYA 1x2.5 sqmm Yellow Green | NYA cable 1x2.5 sqmm Yellow Green |  | 0 | Mtr | 0 | Gener | "" | "" | 0 | 0 | Material | N | N | N
7636 | 310030-0000 | Cable NYAF 0.75 sqmm Black | NYAF Cable 0.75 sqmm Black |  | 0 | Mtr | 0 | Gener | "" | "" | 0 | 0 | Material | N | N | N
12561 | 313709-0000 | Cable NYAF 1 x 2.5 sqmm Blue | Cable NYAF 1 x 2.5 sqmm Blue | 2025-01-15 19:56:38 | 0 | Mtr | 5173.68 | 0000 | IDR | General | 0 | 0 | Material | N | N | N | ""
12558 | 313706-0000 | Cable NYAF 1 x 2.5 sqmm Yellow/Green | Cable NYAF 1 x 2.5 sqmm Yellow/Green | 2025-01-15 19:51:48 | 0 | Mtr | 5173.68 | 0000 | IDR | General | 0 | 0 | Material | N | N | N | ""
12564 | 313712-0000 | Cable NYAF 1 x 4 sqmm Yellow | Cable NYAF 1 x 4 sqmm Yellow | 2025-01-15 20:06:23 | 0 | Mtr | 8237.05 | 0000 | IDR | General | 0 | 0 | Material | N | N | N | ""
12562 | 313710-0000 | Cable NYAF 1 x 4 sqmm Yellow/Green | NYAF cable 1 x 4 sqmm Yellow/Green | 2025-01-15 20:04:14 | 0 | Mtr | 8237.05 | 0000 | IDR | General | 0 | 0 | Material | N | N | N | ""
7632 | 310026-0000 | Cable NYAF 1.5 sqmm Black | NYAF Cable 1.5 sqmm Black |  | 0 | Mtr | 2250 | Gener | IDR | "" | 0 | 0 | Material | N | N | N
7635 | 310029-0000 | Cable NYAF 1.5 sqmm Blue | Cable NYAF 1.5 sqmm Blue |  | 0 | Mtr | 0 | Gener | "" | "" | 0 | 0 | Material | N | N | N
7634 | 310028-0000 | Cable NYAF 1.5 sqmm Brown | Cable NYAF 1.5 sqmm Brown |  | 0 | Mtr | 0 | Gener | "" | "" | 0 | 0 | Material | N | N | N
12557 | 313705-0000 | Cable NYAF 1.5 sqmm Grey | NYAF Cable 1.5 sqmm Grey | 2025-01-15 19:49:13 | 0 | Mtr | 3131.44 | 0000 | IDR | General | 0 | 0 | Material | N | N | N | ""
7633 | 310027-0000 | Cable NYAF 1.5 sqmm Red | NYAF Cable 1.5 sqmm Red |  | 0 | Mtr | 0 | Gener | "" | "" | 0 | 0 | Material | N | N | N
7629 | 310023-0000 | Cable NYAF 16 sqmm Black | NYAF Cable 16 sqmm Black |  | 0 | Mtr | 0 | Gener | "" | "" | 0 | 0 | Material | N | N | N
7630 | 310024-0000 | Cable NYAF 16 sqmm Yellow Green | NYAF Cable 16 sqmm Yellow Green |  | 0 | Mtr | 0 | Gener | "" | "" | 0 | 0 | Material | N | N | N
12568 | 313715-0000 | Cable NYAF 2.5 sqmm Black | NYAF 2.5 sqmm Black Cable | 2025-01-15 23:02:01 | 0 | Mtr | 5173.68 | 0000 | IDR | General | 0 | 0 | Material | N | N | N | ""
7631 | 310025-0000 | Cable NYAF 2.5 sqmm Grey | NYAF Cable 2.5 sqmm Grey |  | 0 | Mtr | 5173.68 | Gener | IDR | "" | 0 | 0 | Material | N | N | N
12559 | 313707-0000 | Cable NYAF 2.5 sqmm Red | NYAF Cable 2.5 sqmm Red | 2025-01-15 19:54:08 | 0 | Mtr | 5173.68 | 0000 | IDR | General | 0 | 0 | Material | N | N | N | ""
12560 | 313708-0000 | Cable NYAF 2.5 sqmm Yellow | Cable NYAF 2.5 sqmm Yellow | 2025-01-15 19:55:00 | 0 | Mtr | 5173.68 | 0000 | IDR | General | 0 | 0 | Material | N | N | N | ""
7628 | 310022-0000 | Cable NYAF 25 sqmm Black | NYAF Cable 25 sqmm Black |  | 0 | Mtr | 0 | Gener | "" | "" | 0 | 0 | Material | N | N | N
7627 | 310021-0000 | Cable NYAF 25 sqmm Red | NYAF Cable 25 sqmm Red |  | 0 | Mtr | 0 | Gener | "" | "" | 0 | 0 | Material | N | N | N
12565 | 313713-0000 | Cable NYAF 4 sqmm Black | NYAF Cable 4 sqmm Black | 2025-01-15 20:07:59 | 0 | Mtr | 8237.05 | 0000 | IDR | General | 0 | 0 | Material | N | N | N | ""
12566 | 313714-0000 | Cable NYAF 4 sqmm Blue | Cable NYAF 4 sqmm Blue | 2025-01-15 20:09:40 | 0 | Mtr | 8237.05 | 0000 | IDR | General | 0 | 0 | Material | N | N | N | ""
12563 | 313711-0000 | Cable NYAF 4 sqmm Red | NYAF Cable 4 sqmm Red | 2025-01-15 20:05:01 | 0 | Mtr | 8237.05 | 0000 | IDR | General | 0 | 0 | Material | N | N | N | ""
9433 | 313089-0000 | Cable NYAF 6 sqmm Black | NYAF Cable 6 sqmm Black | 2014-09-02 10:02:45 | 0 | Mtr | 0 | 0000 | IDR | General | 0 | 11694 | Material | N | N | N | ""
7614 | 310008-0000 | Cable NYFGBY 3x6 sqmm | Cable NYFGBY 3x6 sqmm |  | 0 | Mtr | 450000 | Gener | IDR | "" | 0 | 0 | Material | N | N | N
12647 | 313747-0000 | Cable NYY 1 x 6 mm2 1kV | Cable NYY 1 x 6 mm2 1kV | 2025-05-26 12:52:35 | 0 | Mtr | 0 | 0000 |  | General | 0 | 0 | Material | N | N | N | ""
12758 | 313790-0000 | Cable NYY 1x120 sqmm | Cable NYY 1x120 sqmm | 2025-10-27 18:55:49 | 0 | Mtr | 280000 | 0000 | IDR | General | 0 | 0 | Material | N | N | N | ""
7622 | 310016-0000 | Cable NYY 1x50 sqmm | NYY Cable 1x50 sqmm | 2016-02-01 14:51:14 | 0 | Mtr | 100000 | Gener | IDR | "" | 0 | 13883 | Material | N | N | N
11635 | 313516-0000 | Cable NYY 1x70 sqm | Cable NYY 1x70 sqm | 2020-07-28 16:11:25 | 0 | Mtr | 94000 | 0000 | IDR | General | 0 | 0 | Material | N | N | N | ""
11008 | 313380-0000 | CABLE NYY 2 X 10 sqmm | NYY CABLE 2 X 10 sqmm | 2018-01-23 13:18:05 | 0 | Mtr | 6000 | 0000 | IDR | General | 40000 | 13391 | Material | N | N | N | ""
7621 | 310015-0000 | Cable NYY 2x4 sqmm Black | Cable NYY 2x4 sqmm Black |  | 0 | Mtr | 11975 | Gener | IDR | "" | 0 | 0 | Material | N | N | N
11038 | 313387-0000 | Cable NYY 3 x 10 mm | NYY Cable 3 x 10 mm | 2019-01-28 15:36:03 | 0 | Pcs | 52000 | 0000 | IDR | General | 52000 | 14188 | Material | Y | N | N | ""
11040 | 313389-0000 | Cable NYY 3 x 10 mm | NYY Cable 3 x 10 mm | 2018-02-06 10:11:04 | 0 | Pcs | 46300 | 0000 | IDR | General | 0 | 0 | Material | N | N | N | ""
11037 | 313386-0000 | Cable NYY 3 x 16 mm | NYY Cable 3 x 16 mm | 2018-02-06 09:40:52 | 0 | Pcs | 0 | 0000 |  | General | 0 | 0 | Material | Y | N | N | ""
11039 | 313388-0000 | Cable NYY 3 x 16 mm | NYY Cable 3 x 16 mm | 2020-02-05 16:00:36 | 0 | Pcs | 0 | 0000 |  | General | 92050 | 13665 | Material | N | N | N | ""
7620 | 310014-0000 | Cable NYY 3x1.5 sqmm Black | Cable NYY 3x1.5 sqmm Black |  | 0 | Mtr | 5900 | Gener | IDR | "" | 0 | 0 | Material | N | N | N
7619 | 310013-0000 | Cable NYY 3x2.5 sqmm Black | Cable NYY 3x2.5 sqmm Black |  | 0 | Mtr | 17500 | Gener | IDR | "" | 17500 | 0 | Material | N | N | N
7618 | 310012-0000 | Cable NYY 3x6 sqmm Black | Cable NYY 3x6 sqmm Black |  | 0 | Mtr | 0 | Gener | "" | "" | 0 | 0 | Material | N | N | N
7616 | 310010-0000 | Cable NYY 4x10 sqmm Black | Cable NYY 4x10 sqmm Black | 2018-06-26 15:26:27 | 0 | Mtr | 21000 | Gener | IDR | "" | 63450 | 13923 | Material | N | N | N
7615 | 310009-0000 | Cable NYY 4x16 sqmm | NYY Cable 4x16 sqmm |  | 0 | Mtr | 133000 | Gener | IDR | "" | 79000 | 0 | Material | N | N | N
7617 | 310011-0000 | Cable NYY 4x6 sqmm Black | Cable NYY 4x6 sqmm Black |  | 0 | Mtr | 0 | Gener | "" | "" | 0 | 0 | Material | N | N | N
12094 | 111629-0000 | Cable Pit Type 1 | Cable Pit Type 1 | 2022-04-26 16:57:57 | 0 | Set | 2580000 | 0000 | IDR | General | 0 | 0 | Material | N | N | N | ""
12095 | 111630-0000 | Cable Pit type 2 | Cable Pit type 2 | 2022-04-26 17:02:33 | 0 | Set | 615000 | 0000 | IDR | General | 0 | 0 | Material | N | N | N | ""
8314 | 413042-0000 | Cable Rack 19 Inchi | 19-inch Cable Rack | 2013-08-01 10:59:12 | 0 | Set | 0 | 0000 | IDR | General | 0 | 10101 | Material | N | N | N | ""
12055 | 313554-0000 | Cable Route | Cable Route | 2022-01-27 15:53:09 | 0 | Set | 160000 | 0000 | IDR | General | 0 | 0 | Material | N | N | N | ""
7642 | 310036-0000 | Cable Shoe 25 sqmm | Cable Shoe 25 sqmm |  | 0 | Pcs | 0 | Gener | "" | "" | 0 | 0 | Material | N | N | N
7641 | 310035-0000 | Cable Shoe 35 sqmm | Cable Shoe 35 sqmm |  | 0 | Pcs | 6000 | Gener | IDR | "" | 6000 | 0 | Material | N | N | N
7640 | 310034-0000 | Cable Shoe 50 sqmm | Cable Shoe 50 sqmm |  | 0 | Pcs | 0 | Gener | "" | "" | 0 | 0 | Material | N | N | N
7639 | 310033-0000 | Cable Shoe 70 sqmm | Cable Shoe 70 sqmm |  | 0 | Pcs | 0 | Gener | "" | "" | 0 | 0 | Material | N | N | N
8376 | 211024-0000 | Cable Slack Hanger | Cable Slack Hanger | 2015-09-29 14:35:48 | 0 | Set | 170000 | 0000 | IDR | General | 125000 | 14425 | Material | N | N | N | ""
8723 | 211033-0000 | Cable Ties 25 cm | Cable Ties 25 cm | 2016-02-03 15:23:12 | 0 | Bks | 11500 | 0000 | IDR | General | 18000 | 11099 | Material | N | N | N | ""
11334 | 313464-0000 | Cable Ties 30 cm | Cable Ties 30 cm | 2019-12-17 09:33:49 | 0 | Bks | 28000 | 0000 | IDR | General | 30000 | 14082 | Material | N | N | N | ""
8460 | 311012-0000 | Cable Ties Hitam 45cm | Black Cable Ties 45cm | 2013-09-16 14:30:50 | 0 | Bks | 35000 | 0000 | IDR | General | 35000 | 11455 | Material | N | N | N | ""
7696 | 210027-0000 | Cable Ties Stainless Steel 350mm | 350mm Stainless Steel Cable Ties | 2015-12-16 17:33:08 | 0 | Pcs | 960000 | Gener | IDR | "" | 10000 | 13984 | Material | N | N | N
10660 | 111424-0000 | Cable Tray - Inside Riser W150 | Cable Tray - Inside Riser W150 | 2017-08-24 14:42:31 | 0 | Pcs | 35000 | 0000 | IDR | General | 75000 | 13362 | Material | N | N | N | ""
10659 | 111423-0000 | Cable Tray - Outside Riser W150 | Cable Tray - Outside Riser W150 | 2017-08-24 14:43:05 | 0 | Pcs | 20000 | 0000 | IDR | General | 75000 | 13362 | Material | N | N | N | ""
9474 | 211062-0000 | Cable Tray - Tee W150 | Cable Tray - Tee W150 | 2014-09-15 15:19:27 | 0 | Pcs | 120000 | 0000 | IDR | General | 120000 | 11750 | Material | N | N | N | ""
9475 | 211063-0000 | Cable Tray - Tee W300 | Cable Tray - Tee W300 | 2014-09-15 15:22:09 | 0 | Pcs | 0 | 0000 | IDR | General | 0 | 11750 | Material | N | N | N | ""
9456 | 211060-0000 | Cable Tray Elbow 90 W150 | Cable Tray Elbow 90 W150 | 2014-09-02 13:24:02 | 0 | Pcs | 126000 | 0000 | IDR | General | 88740 | 11694 | Material | N | N | N | ""
9440 | 211054-0000 | Cable Tray Elbow 90 W300 | Cable Tray Elbow 90 W300 | 2014-09-02 10:23:42 | 0 | Pcs | 175000 | 0000 | IDR | General | 175000 | 11694 | Material | N | N | N | ""
12057 | 211412-0000 | Cable tray elbow w 600 mm | Cable tray elbow w 600 mm | 2022-01-27 15:58:28 | 0 | Set | 938500 | 0000 | IDR | General | 0 | 0 | Material | N | N | N | ""
12059 | 211414-0000 | cable tray join w600 mm | cable tray join w600 mm | 2022-01-27 16:02:31 | 0 | Set | 32000 | 0000 | IDR | General | 0 | 0 | Material | N | N | N | ""
12058 | 211413-0000 | cable tray tee w600 | cable tray tee w600 | 2022-01-27 16:00:21 | 0 | Set | 1204000 | 0000 | IDR | General | 0 | 0 | Material | N | N | N | ""
8319 | 211022-0000 | Cable Tray W.100, Aluminum | Cable Tray W.100, Aluminum | 2013-08-01 11:07:32 | 0 | Mtr | 0 | 0000 | IDR | General | 0 | 10101 | Material | N | N | N | ""
9946 | 413149-0000 | Cable Tray W100 mm | Cable Tray W100 mm | 2015-07-09 16:16:16 | 0 | Mtr | 216480 | 0000 | IDR | General | 67000 | 0 | Material | N | N | N | ""
7697 | 210028-0000 | Cable Tray W150 mm | Cable Tray W150 mm |  | 0 | Mtr | 89100 | Gener | IDR | "" | 53163.33 | 0 | Material | N | N | N
7698 | 210029-0000 | Cable Tray W200 mm | Cable Tray W200 mm | 2020-02-05 15:59:02 | 0 | Mtr | 0 | Gener | "" | "" | 115861.33 | 13665 | Material | N | N | N
7699 | 210030-0000 | Cable Tray W300 mm | Cable Tray W300 mm |  | 0 | Mtr | 115861.33 | Gener | IDR | "" | 115861.33 | 0 | Material | N | N | N
7700 | 210031-0000 | Cable Tray W400 mm | Cable Tray W400 mm |  | 0 | Mtr | 350000 | Gener | IDR | "" | 0 | 0 | Material | N | N | N
12056 | 211411-0000 | Cable tray w600 mm | Cable tray w600 mm | 2022-01-27 15:56:21 | 0 | btg | 1583500 | 0000 | IDR | General | 0 | 0 | Material | N | N | N | ""
9707 | 111337-0000 | Cable trench (Crossing Road) | Cable trench (Crossing Road) | 2015-02-02 18:53:47 | 0 | Mtr | 500000 | 0000 | IDR | General | 1646116.53 | 12502 | Material | N | N | N | ""
9705 | 111335-0000 | Cable trench type 2 (medium) | Cable trench type 2 (medium) | 2015-02-02 18:52:16 | 0 | Mtr | 333000 | 0000 | IDR | General | 1193301.03 | 12502 | Material | N | N | N | ""
9706 | 111336-0000 | Cable trench type 3 (small) | Cable trench type 3 (small) | 2015-02-02 18:53:00 | 0 | Mtr | 437500 | 0000 | IDR | General | 631918.19 | 12502 | Material | N | N | N | ""
9704 | 111334-0000 | Cable trench type I (large) | Cable trench type I (large) | 2015-02-02 18:51:27 | 0 | Mtr | 437500 | 0000 | IDR | General | 1646116.53 | 12502 | Material | N | N | N | ""
12590 | 211486-0000 | Cadweld | Cadweld | 2025-02-14 16:16:40 | 0 | Gr | 80000 | 0000 | IDR | General | 0 | 0 | Material | N | N | N | ""
12589 | 111683-0000 | Cadweld | Cadweld | 2025-02-14 16:15:19 | 0 | Gr | 888.89 | 0000 | IDR | General | 0 | 0 | Material | N | N | N | ""
9428 | 313084-0000 | Cadweld Joint Node | Cadweld Joint Node | 2014-09-02 09:54:10 | 0 | Pcs | 2490000 | 0000 | IDR | General | 4800 | 11694 | Material | N | N | N | ""
12025 | 611284-0000 | Cam Starter | Cam Starter | 2022-01-09 12:30:39 | 0 | Unit | 80950 | 0000 | IDR | General | 0 | 0 | Material | N | N | N | ""
10472 | 610003-DNMK | Came Along | Came Along | 2016-12-23 18:16:44 | 0 | Pcs | 8639583 | DNMK | IDR | Dinamika | 0 | 13467 | Material | N | N | N | ""
8467 | 610004-0000 | CAME ALONG ACSR / conductor grip (Hawk) | CAME ALONG ACSR / conductor grip (Hawk) | 2013-09-17 18:44:28 | 0 | ea | 0 | 0000 | USD | General | 0 | 11455 | Material | N | N | N | ""
8466 | 610003-0000 | CAME ALONG ACSR / conductor grip (Zebra) | CAME ALONG ACSR / conductor grip (Zebra) | 2013-09-17 18:42:00 | 0 | ea | 882 | 0000 | USD | General | 882 | 11455 | Material | N | N | N | ""
8468 | 610005-0000 | CAME ALONG GSW | CAME ALONG GSW | 2013-09-17 18:47:03 | 0 | ea | 390 | 0000 | USD | General | 390 | 11455 | Material | N | N | N | ""
8469 | 610006-0000 | CAMELONG OPGW | CAMELONG OPGW | 2013-09-17 18:54:09 | 0 | ea | 640 | 0000 | USD | General | 640 | 11455 | Material | N | N | N | ""
9151 | 611019-0000 | Camera | Camera | 2014-04-22 13:58:27 | 0 | Pcs | 16553000 | 0000 | IDR | General | 0 | 11313 | Material | N | N | N | ""
12640 | 313742-0000 | Capacitor Bank 25 MVAR 150kV | Capacitor Bank 25 MVAR 150kV | 2025-05-20 16:19:10 | 0 | Set | 1807234400 | 0000 | IDR | General | 0 | 0 | Material | N | N | N | ""
9674 | 111308-0000 | Capacitor Voltage Transformer | Capacitor Voltage Transformer | 2015-02-02 18:13:23 | 0 | Set | 103104450 | 0000 | IDR | General | 20126128.7 | 12502 | Material | N | N | N | ""
9675 | 111309-0000 | Capacitor Voltage Transformer 70 kV | Capacitor Voltage Transformer 70 kV | 2015-02-02 18:14:24 | 0 | Set | 16411854 | 0000 | IDR | General | 0 | 12502 | Material | N | N | N | ""
11905 | 211382-0000 | Capstan and Foot Pedal | Capstan and Foot Pedal | 2021-09-23 21:22:13 | 0 | Pcs | 2587.5 | 0000 | USD | General | 0 | 0 | Material | N | N | N | ""
11386 | 611139-0000 | Carabiner | Carabiner | 2019-06-17 13:22:09 | 0 | Pcs | 39500 | 0000 | IDR | General | 0 | 0 | Material | N | N | N | ""
11294 | 211244-0000 | Card cloth brush | Card cloth brush | 2019-02-11 15:03:03 | 0 | Pcs | 4.88 | 0000 | USD | General | 0 | 14049 | Material | N | N | N | ""
12185 | 313597-0000 | Cartridge 14A Black | Cartridge 14A Black | 2022-11-30 10:44:38 | 0 | Pcs | 1402500 | 0000 | IDR | General | 0 | 0 | Material | N | N | N | ""
12183 | 313595-0000 | Cartridge HP CE 342 | HP CE 342 Cartridge | 2022-11-30 10:40:47 | 0 | Pcs | 3327500 | 0000 | IDR | General | 0 | 0 | Material | N | N | N | ""
12181 | 313593-0000 | Cartridge HP CE340 Black | HP CE340 Black Cartridge | 2022-11-30 10:36:04 | 0 | Pcs | 1996500 | 0000 | IDR | General | 0 | 0 | Material | N | N | N | ""
12182 | 313594-0000 | Cartridge HP CE341 | HP CE341 Cartridge | 2022-11-30 10:39:27 | 0 | Pcs | 3327500 | 0000 | IDR | General | 0 | 0 | Material | N | N | N | ""
12184 | 313596-0000 | Cartridge HP CE343 | HP CE343 Cartridge | 2022-11-30 10:42:05 | 0 | Pcs | 3327500 | 0000 | IDR | General | 0 | 0 | Material | N | N | N | ""
10892 | 129297-0000 | Casing bore pile untuk 25 tower per tower 4 lobang | Casing bore pile for 25 towers, 4 holes per tower | 2017-08-04 16:41:46 | 0 | Mtr | 0 | 0000 |  | General | 0 | 0 | Material | N | N | N | ""
12102 | 111632-0000 | cat alkydprimer | alkyd primer paint | 2022-06-16 10:05:15 | 0 | Ltr | 55417 | 0000 | IDR | General | 0 | 0 | Material | N | N | N | ""
11540 | 111555-0000 | cat besi hitam | black iron paint | 2019-11-04 14:56:53 | 0 | Klg | 80000 | 0000 | IDR | General | 0 | 0 | Material | N | N | N | ""
7713 | 110001-DELT | Cat Besi Orange | Orange Iron Paint |  | 0 | Ltr | 0 | DELTA | "" | "" | 0 | 0 | Material | N | N | N
7714 | 110002-DELT | Cat Besi Putih | White Iron Paint | 2016-04-07 14:13:41 | 0 | Ltr | 25200 | DELTA | IDR | "" | 0 | 13241 | Material | N | N | N
12101 | 111631-0000 | cat coating alkyd | alkyd coating paint | 2022-06-16 09:49:01 | 0 | Ltr | 67924.32 | 0000 | IDR | General | 0 | 0 | Material | N | N | N | ""
12035 | 111620-0000 | Cat Dasar / Alkali | Base Paint / Alkali | 2022-01-27 14:07:48 | 0 | Ltr | 35000 | 0000 | IDR | General | 0 | 0 | Material | N | N | N | ""
11421 | 111508-0000 | Cat Eksterior | Exterior Paint | 2019-07-22 09:41:18 | 0 | Klg | 850000 | 0000 | IDR | General | 0 | 0 | Material | N | N | N | ""
11407 | 111501-0000 | cat galvanis dingin | cold galvanized paint | 2019-07-10 11:23:20 | 0 | Kg | 140000 | 0000 | IDR | General | 0 | 0 | Material | N | N | N | ""
11420 | 111507-0000 | Cat Interior | Interior Paint | 2019-07-22 09:40:09 | 0 | Klg | 678000 | 0000 | IDR | General | 0 | 0 | Material | N | N | N | ""
8221 | 111016-AVIA | Cat Kayu | Wood Paint | 2013-07-18 11:51:31 | 0 | Kg | 0 | AVIA | IDR | AVIA PAINT | 0 | 9982 | Material | N | N | N | ""
10645 | 111412-0000 | cat perak | silver paint | 2017-06-16 14:28:33 | 0 | Kg | 60000 | 0000 | IDR | General | 0 | 0 | Material | N | N | N | ""
11424 | 111511-0000 | Cat Sealer Eksterior | Exterior Sealer Paint | 2019-07-22 09:44:23 | 0 | Klg | 795000 | 0000 | IDR | General | 0 | 0 | Material | N | N | N | ""
11423 | 111510-0000 | Cat Sealer Interior | Interior Sealer Paint | 2019-07-22 09:43:32 | 0 | Klg | 35000 | 0000 | IDR | General | 0 | 0 | Material | N | N | N | ""
10284 | 410001-PYLO | Cat Semprot PYLOX | PYLOX Spray Paint | 2016-08-24 11:04:53 | 0 | Klg | 27000 | PYLO | IDR | PYLOX | 27000 | 13139 | Material | N | N | N | ""
11531 | 111551-0000 | Cat Tembok | Wall paint | 2019-10-04 19:08:54 | 0 | Pail | 465000 | 0000 | IDR | General | 0 | 0 | Material | N | N | N | ""
8246 | 111017-CYTL | Cat Tembok (Hitam) | Wall Paint (Black) | 2013-07-26 06:27:26 | 0 | Kg | 48000 | CYTL | IDR | CATYLAC | 48000 | 9991 | Material | N | N | N | ""
8247 | 111017-VNLX | Cat Tembok (Hitam) | Wall Paint (Black) | 2013-07-26 06:29:23 | 0 | Kg | 32800 | VNLX | IDR | VYNILEX | 0 | 9991 | Material | N | N | N | ""
8356 | 111017-0000 | Cat Tembok (Hitam) | Wall Paint (Black) | 2013-08-06 13:17:44 | 0 | Klg | 25000 | 0000 | IDR | General | 79000 | 50000 | Material | N | N | N | ""
11532 | 111552-0000 | Cat Tembok Weathershield | Weathershield Wall Paint | 2019-10-04 19:10:01 | 0 | Pail | 855000 | 0000 | IDR | General | 0 | 0 | Material | N | N | N | ""
12115 | 111635-0000 | Cat Thinner | Paint Thinner | 2022-06-28 16:20:18 | 0 | Ltr | 55000 | 0000 | IDR | General | 0 | 0 | Material | N | N | N | ""
11750 | 111590-0000 | Cat Zinchromat | Zinchromat Paint | 2021-01-29 10:13:38 | 0 | Kg | 57000 | 0000 | IDR | General | 0 | 0 | Material | N | N | N | ""
10004 | 810011-0000 | Catridge 5550 black | 5550 black cartridge | 2015-10-06 17:35:20 | 0 | Ls | 1700000 | 0000 | IDR | General | 0 | 0 | Material | N | N | N | ""
10005 | 810012-0000 | Catridge 5550 cyant | 5550 cyan cartridge | 2015-10-06 17:37:17 | 0 | Ls | 1700000 | 0000 | IDR | General | 0 | 0 | Material | N | N | N | ""
10007 | 810014-0000 | Catridge 5550 magenta | 5550 magenta cartridge | 2015-10-06 17:43:28 | 0 | Ls | 1700000 | 0000 | IDR | General | 0 | 0 | Material | N | N | N | ""
10006 | 810013-0000 | Catridge 5550 yellow | Cartridge 5550 yellow | 2015-10-06 17:38:12 | 0 | Ls | 1700000 | 0000 | IDR | General | 0 | 0 | Material | N | N | N | ""
9991 | 810010-0000 | Catridge 745 | Cartridge 745 | 2015-09-17 10:41:21 | 0 | Ls | 220000 | 0000 | IDR | General | 0 | 0 | Material | N | N | N | ""
9990 | 810009-0000 | Catridge 746 | Cartridge 746 | 2015-09-17 10:39:18 | 0 | Ls | 0 | 0000 |  | General | 0 | 0 | Material | N | N | N | ""
11841 | 211342-0000 | Catwalk | Catwalk | 2021-09-12 16:58:40 | 0 | Set | 315000 | 0000 | IDR | General | 0 | 0 | Material | N | N | N | ""
9223 | 313061-0000 | CB 10 Ampere | CB 10 Ampere | 2014-05-12 11:18:00 | 0 | Pcs | 0 | 0000 | IDR | General | 0 | 0 | Material | N | N | N | ""
9224 | 313062-0000 | CB 6 Ampere | CB 6 Ampere | 2014-05-12 11:18:44 | 0 | Pcs | 0 | 0000 | IDR | General | 0 | 0 | Material | N | N | N | ""
9115 | 129087-0000 | CBR test | CBR test | 2014-03-14 16:32:29 | 0 | Ls | 4500000 | 0000 | IDR | General | 17822255.64 | 11633 | Material | N | N | N | ""
9199 | 211044-0000 | C-Clamp | C-Clamp | 2015-05-27 09:56:34 | 0 | Pcs | 76155 | 0000 | IDR | General | 0 | 11313 | Material | N | N | N | ""
11295 | 211245-0000 | C-clamp for BCC. 150SQmm | C-clamp for BCC. 150SQmm | 2019-02-11 15:03:55 | 0 | Pcs | 2.44 | 0000 | USD | General | 0 | 14049 | Material | N | N | N | ""
11061 | 313405-0000 | CCP - Protection Cubicle for 150 kV HV Cable | CCP - Protection Cubicle for 150 kV HV Cable | 2018-03-16 15:41:34 | 0 | Set | 67558480 | 0000 | IDR | General | 0 | 0 | Material | N | N | N | ""
10770 | 323192-0000 | CCTV | CCTV | 2017-08-03 19:33:00 | 0 | Pcs | 488000 | 0000 | IDR | General | 0 | 0 | Material | N | N | N | ""
11604 | 313504-0000 | CCTV 4G LTE | 4G LTE CCTV | 2020-04-07 18:15:55 | 0 | Pcs | 5092700 | 0000 | IDR | General | 0 | 0 | Material | N | N | N | ""
12554 | 460002-0000 | CCTV Outdodr | Outdoor CCTV | 2025-01-09 09:57:42 | 0 | Unit | 0 | 0000 |  | General | 0 | 0 | Material | N | N | N | ""
11610 | 211297-0000 | CCTV Wireless | Wireless CCTV | 2020-04-07 18:22:00 | 0 | Pcs | 766900 | 0000 | IDR | General | 0 | 0 | Material | N | N | N | ""
11136 | 810055-0000 | CE251A CYAN TONER CART.COMPATIBLE | CE251A CYAN TONER CART.COMPATIBLE | 2018-08-08 11:46:56 | 0 | Pcs | 850000 | 0000 | IDR | General | 0 | 0 | Material | N | N | N | ""
11137 | 810056-0000 | CE252A YELLOW TONER CART.COMPATIBLE | CE252A YELLOW TONER CART.COMPATIBLE | 2018-08-08 11:47:48 | 0 | Pcs | 850000 | 0000 | IDR | General | 0 | 0 | Material | N | N | N | ""
11138 | 810057-0000 | CE253A MAGENTA TONER CART.COMPATIBLE | CE253A MAGENTA TONER CART.COMPATIBLE | 2018-08-08 11:48:50 | 0 | Pcs | 850000 | 0000 | IDR | General | 0 | 0 | Material | N | N | N | ""
11139 | 810058-0000 | CE255A TONER CART.COMPATIBLE | CE255A TONER CART. COMPATIBLE | 2018-08-08 11:49:35 | 0 | Pcs | 850000 | 0000 | IDR | General | 0 | 0 | Material | N | N | N | ""
10851 | 313317-0000 | Central Control Equipment / HMI Client & Server (Operator Workstation) | Central Control Equipment / HMI Client & Server (Operator Workstation) | 2017-08-04 10:57:38 | 0 | Set | 0 | 0000 |  | General | 0 | 0 | Material | N | N | N | ""
9923 | 313177-0000 | ceramic insulator (210kN min 5.270 mm cripage distance) fog type | ceramic insulator (210kN min 5,270 mm cripage distance) fog type | 2015-11-25 11:30:44 | 0 | Pcs | 390000 | 0000 | IDR | General | 400000 | 13735 | Material | N | N | N | ""
10707 | 129226-0000 | Cerocok Kayu | Wooden Chime | 2017-08-03 18:11:56 | 0 | M2 | 10000 | 0000 | IDR | General | 0 | 0 | Material | N | N | N | ""
11225 | 810076-0000 | Cetak Brosur | Print Brochures | 2018-12-11 14:16:53 | 0 | Pcs | 18000 | 0000 | IDR | General | 0 | 0 | Material | N | N | N | ""
11226 | 810077-0000 | Cetak Spanduk | Print Banners | 2018-12-11 14:18:03 | 0 | Pcs | 2025000 | 0000 | IDR | General | 0 | 0 | Material | N | N | N | ""
10705 | 129224-0000 | Cetakan Balok | Block Mold | 2017-08-03 18:09:26 | 0 | M2 | 0 | 0000 |  | General | 0 | 0 | Material | N | N | N | ""
11807 | 611187-0000 | Cetakan Beton | Concrete Mold | 2021-06-18 21:33:15 | 0 | Unit | 299000 | 0000 | IDR | General | 0 | 0 | Material | N | N | N | ""
10706 | 129225-0000 | Cetakan Kolom | Column Print | 2017-08-03 18:10:50 | 0 | M2 | 0 | 0000 |  | General | 0 | 0 | Material | N | N | N | ""
10704 | 129223-0000 | Cetakan Sloof | Sloof Molding | 2017-08-03 17:50:19 | 0 | M2 | 405000 | 0000 | IDR | General | 0 | 0 | Material | N | N | N | ""
11983 | 611251-0000 | Chain Block 2 ton | Chain Block 2 tons | 2021-12-07 13:10:44 | 0 | Unit | 0 | 0000 |  | General | 0 | 0 | Material | N | N | N | ""
8523 | 610013-0000 | Chain Block 5 ton | 5 ton chain block | 2013-10-01 16:22:54 | 0 | ea | 3750000 | 0000 | IDR | General | 0 | 11132 | Material | N | N | N | ""
12023 | 611282-0000 | Chain Lever Hoist 2 T X 2 M | Chain Lever Hoist 2 T X 2 M | 2022-01-09 12:26:59 | 0 | Pcs | 0 | 0000 |  | General | 0 | 0 | Material | N | N | N | ""
10477 | 610010-TSE0 | Chain Lever Hoist 3 T X 3M | Chain Lever Hoist 3 T X 3M | 2016-12-21 21:33:39 | 0 | Set | 750000 | TSE0 | IDR | TSE | 0 | 0 | Material | N | N | N | ""
11882 | 211360-0000 | Chain Link 60 KIP galvanize | Chain Link 60 KIP galvanized | 2021-09-23 20:21:26 | 0 | Pcs | 49000 | 0000 | IDR | General | 0 | 0 | Material | N | N | N | ""
11935 | 611223-0000 | Chain Link Galvanize | Chain Link Galvanized | 2021-10-15 18:25:32 | 0 | Pcs | 49000 | 0000 | IDR | General | 0 | 0 | Material | N | N | N | ""
12583 | 720088-0000 | Charges for Storage of Containers | Charges for Storage of Containers | 2025-02-07 17:36:50 | 0 | Day | 0 | 0000 |  | General | 0 | 0 | Material | N | N | N | ""
7678 | 210009-0000 | Chasing Lampu Merkuri (bahan seng) | Mercury Lamp Chasing (zinc material) |  | 0 | Pcs | 0 | Gener | "" | "" | 0 | 0 | Material | N | N | N
10151 | 424144-0000 | Check Survey incl. Tower Type, Span, Fitman, etc. | Check Survey incl. Tower Type, Span, Fitman, etc. | 2016-02-19 10:03:08 | 0 | Unit | 1400000 | 0000 | IDR | General | 0 | 0 | Material | N | N | N | ""
8560 | 111207-0000 | Check survey including checking of profiles and drawing, diagonal profiles | Check survey including checking of profiles and drawing, diagonal profiles | 2013-10-04 00:02:57 | 0 | Km | 10204082 | 0000 | IDR | General | 10204082 | 11132 | Material | N | N | N | ""
8594 | 129025-0000 | Check survey including checking of profiles and drawing, pegging of tower positions, diagonal profiles, etc. | Check survey including checking of profiles and drawings, pegging of tower positions, diagonal profiles, etc. | 2013-10-04 08:15:16 | 0 | Km | 50000 | 0000 | IDR | General | 62500000 | 11132 | Material | N | N | N | ""
11345 | 110001-HILT | Chemical Hilti HIT-RE V-3 | Chemical Hilti HIT-RE V-3 | 2019-04-02 15:52:55 | 0 | Tub | 412500 | HILT | IDR | HILTI | 0 | 0 | Material | N | N | N | ""
9009 | 810005-0000 | Chemical/Alat Kebersihan | Chemical/Cleaning Tools | 2014-02-10 15:39:56 | 0 | Ls | 3950000 | 0000 | IDR | General | 0 | 12203 | Material | N | N | N | ""
11470 | 810089-0000 | chin Strip karet | chin rubber strip | 2019-08-26 10:57:06 | 0 | Pcs | 3500 | 0000 | IDR | General | 0 | 0 | Material | N | N | N | ""
11551 | 810091-0000 | chinstrap | chinstrap | 2019-11-22 16:20:48 | 0 | Pcs | 0 | 0000 |  | General | 0 | 0 | Material | N | N | N | ""
10059 | 710005-0000 | CIF Charge | CIF Charge | 2015-11-19 11:31:50 | 0 | Ls | 518 | 0000 | USD | General | 0 | 13648 | Material | N | N | N | ""
10165 | 111356-0000 | Circuit Breaker Trafo Bay | Transformer Bay Circuit Breaker | 2016-03-07 09:35:33 | 0 | Set | 10613194 | 0000 | IDR | General | 0 | 0 | Material | N | N | N | ""
9672 | 111307-0000 | Circuit Breakers | Circuit Breakers | 2015-02-02 18:11:04 | 0 | Set | 803053300 | 0000 | IDR | General | 21074292.5 | 12502 | Material | N | N | N | ""
9673 | 313155-0000 | Circuit Breakers 70 kV | 70 kV Circuit Breakers | 2015-02-02 18:12:01 | 0 | Set | 8051396 | 0000 | IDR | General | 0 | 12502 | Material | N | N | N | ""
11582 | 211278-0000 | Clamp Begel Pole | Clamp Begel Pole | 2020-02-14 20:17:40 | 0 | Pcs | 44000 | 0000 | IDR | General | 0 | 0 | Material | N | N | N | ""
7673 | 210004-0000 | Clamp C | Clamp C | 2015-05-27 14:24:41 | 0 | Pcs | 55000 | Gener | IDR | "" | 8000 | 13147 | Material | N | N | N
11393 | 211252-0000 | clamp connector type T 2xAAC LUPINE 1267 mm2 | clamp connector type T 2xAAC LUPINE 1267 mm2 | 2019-06-18 17:27:31 | 0 | Pcs | 1309000 | 0000 | IDR | General | 0 | 0 | Material | N | N | N | ""
11330 | 313463-0000 | Clamp for Bare Copper 150 mm2 | Clamp for Bare Copper 150 mm2 | 2019-03-26 14:09:52 | 0 | Pcs | 0 | 0000 |  | General | 0 | 0 | Material | N | N | N | ""
7687 | 210018-0000 | Clamp Pipa 1 inch | 1 inch Pipe Clamp |  | 0 | Pcs | 0 | Gener | "" | "" | 0 | 0 | Material | N | N | N
7686 | 210017-0000 | Clamp Pipa PVC 1.5 inch | 1.5 inch PVC Pipe Clamp |  | 0 | Pcs | 0 | Gener | "" | "" | 0 | 0 | Material | N | N | N
7685 | 210016-0000 | Clamp Pipa PVC 2 inch | 2 inch PVC Pipe Clamp |  | 0 | Pcs | 8000 | Gener | IDR | "" | 0 | 0 | Material | N | N | N
11581 | 211277-0000 | Clamp Sling | Clamp Sling | 2020-02-14 20:15:42 | 0 | Pcs | 70000 | 0000 | IDR | General | 0 | 0 | Material | N | N | N | ""
11862 | 611208-0000 | Clamp Tremy 6 Inch | 6 Inch Tremy Clamp | 2021-09-19 15:34:04 | 0 | Unit | 1425000 | 0000 | IDR | General | 0 | 0 | Material | N | N | N | ""
10424 | 211109-0000 | Clevis Compression Dead End for ACSR 240/40 (Hawk) | Clevis Compression Dead End for ACSR 240/40 (Hawk) | 2016-11-23 14:36:37 | 0 | Set | 0 | 0000 |  | General | 0 | 0 | Material | N | N | N | ""
10398 | 313247-0000 | Clevis Suspension Clamp for Conductor ACSR 240 / 40 mm2 | Clevis Suspension Clamp for Conductor ACSR 240 / 40 mm2 | 2016-11-15 10:11:53 | 0 | Pcs | 0 | 0000 |  | General | 0 | 0 | Material | N | N | N | ""
11522 | 313491-0000 | Clevis tall sub assy | Clevis tall sub assy | 2019-09-23 21:03:06 | 0 | Pcs | 221003 | 0000 | IDR | General | 0 | 0 | Material | N | N | N | ""
11308 | 810082-0000 | Climbing Helmet | Climbing Helmet | 2019-03-05 10:58:05 | 0 | ea | 280000 | 0000 | IDR | General | 0 | 0 | Material | N | N | N | ""
11780 | 611181-0000 | Clinometer | Clinometer | 2021-04-01 11:25:20 | 0 | Set | 0 | 0000 |  | General | 0 | 0 | Material | N | N | N | ""
7708 | 210039-0000 | Close Rack 19 inch (Outdoor) | Close Rack 19 inch (Outdoor) |  | 0 | Set | 6500000 | Gener | IDR | "" | 6500000 | 0 | Material | N | N | N
12459 | 111678-0000 | Closet | Squat Toilet | 2024-09-25 19:28:50 | 0 | Pcs | 120000 | 0000 | IDR | General | 0 | 0 | Material | N | N | N | ""
9821 | 413137-0000 | Closure Aerial kapasitas 96 Core | 96 Core Capacity Aerial Closure | 2015-11-02 15:03:16 | 0 | Pcs | 1400000 | 0000 | IDR | General | 0 | 13665 | Material | N | N | N | ""
7318 | 410012-ANDR | Coaxial Cable - 1 1/4 inch | Coaxial Cable - 1 1/4 inch |  | 0 | Mtr | 9.6 | Andre | USD |  | 9.6 | 0 |  | N | N | N
7319 | 410012-LEON | Coaxial Cable - 1 1/4 inch | Coaxial Cable - 1 1/4 inch |  | 0 | Mtr | 80000 | Leoni | IDR |  | 145257.46 | 0 |  | N | N | N
7320 | 410012-DRAK | Coaxial Cable - 1 1/4 inch | Coaxial Cable - 1 1/4 inch |  | 0 | Mtr | 0 | Draka |  |  | 0 | 0 |  | N | N | N
7321 | 410012-LSCA | Coaxial Cable - 1 1/4 inch | Coaxial Cable - 1 1/4 inch |  | 0 | Mtr | 0 | LS ca |  |  | 0 | 0 |  | N | N | N
7322 | 410013-ANDR | Coaxial Cable - 1 5/8 inch | Coaxial Cable - 1 5/8 inch |  | 0 | Mtr | 0 | Andre |  |  | 0 | 0 |  | N | N | N
7323 | 410013-LEON | Coaxial Cable - 1 5/8 inch | Coaxial Cable - 1 5/8 inch |  | 0 | Mtr | 183972 | Leoni | IDR |  | 12.9 | 0 |  | N | N | N
7324 | 410013-DRAK | Coaxial Cable - 1 5/8 inch | Coaxial Cable - 1 5/8 inch |  | 0 | Mtr | 0 | Draka |  |  | 0 | 0 |  | N | N | N
7325 | 410013-LSCA | Coaxial Cable - 1 5/8 inch | Coaxial Cable - 1 5/8 inch |  | 0 | Mtr | 0 | LS ca |  |  | 0 | 0 |  | N | N | N
7310 | 410010-ANDR | Coaxial Cable - 1/2 inch | Coaxial Cable - 1/2 inch |  | 0 | Mtr | 0 | Andre |  |  | 0 | 0 |  | N | N | N
7311 | 410010-LEON | Coaxial Cable - 1/2 inch | Coaxial Cable - 1/2 inch |  | 0 | Mtr | 24000 | Leoni | IDR |  | 2.5 | 0 |  | N | N | Y
7312 | 410010-DRAK | Coaxial Cable - 1/2 inch | Coaxial Cable - 1/2 inch |  | 0 | Mtr | 0 | Draka |  |  | 0 | 0 |  | N | N | N
7313 | 410010-LSCA | Coaxial Cable - 1/2 inch | Coaxial Cable - 1/2 inch |  | 0 | Mtr | 0 | LS ca |  |  | 0 | 0 |  | N | N | N
7308 | 410009-ANDR | Coaxial Cable - 1/2 inch Superflex | Coaxial Cable - 1/2 inch Superflex |  | 0 | Mtr | 0 | Andre |  |  | 0 | 0 |  | N | N | N
7309 | 410009-LEON | Coaxial Cable - 1/2 inch Superflex | Coaxial Cable - 1/2 inch Superflex |  | 0 | Mtr | 0 | Leoni |  |  | 0 | 0 |  | N | N | N
7314 | 410011-LEON | Coaxial Cable - 7/8 inch | Coaxial Cable - 7/8 inch |  | 0 | Mtr | 45250 | Leoni | IDR |  | 34677.87 | 0 |  | N | N | Y
7315 | 410011-DRAK | Coaxial Cable - 7/8 inch | Coaxial Cable - 7/8 inch |  | 0 | Mtr | 0 | Draka |  |  | 0 | 0 |  | N | N | N
7316 | 410011-ANDR | Coaxial Cable - 7/8 inch | Coaxial Cable - 7/8 inch |  | 0 | Mtr | 0 | Andre |  |  | 0 | 0 |  | N | N | N
7317 | 410011-LSCA | Coaxial Cable - 7/8 inch | Coaxial Cable - 7/8 inch |  | 0 | Mtr | 0 | LS ca |  |  | 0 | 0 |  | N | N | N
7429 | 410075-0000 | Coaxial Feeder Clamp (Indoor) 1 1/4 inch | Coaxial Feeder Clamp (Indoor) 1 1/4 inch | 2015-06-01 14:55:20 | 0 | Pcs | 7000 | Gener | IDR |  | 8000 | 13147 |  | N | N | N
7430 | 410076-0000 | Coaxial Feeder Clamp (Indoor) 1 5/8 inch | Coaxial Feeder Clamp (Indoor) 1 5/8 inch | 2016-11-23 09:13:55 | 0 | Pcs | 0 | Gener |  |  | 8000 | 13387 |  | N | N | N
7427 | 410073-0000 | Coaxial Feeder Clamp (Indoor) 1/2 inch | Coaxial Feeder Clamp (Indoor) 1/2 inch | 2015-06-01 14:57:20 | 0 | Pcs | 8000 | Gener | IDR |  | 8000 | 13147 |  | N | N | N
7428 | 410074-0000 | Coaxial Feeder Clamp (Indoor) 7/8 inch | Coaxial Feeder Clamp (Indoor) 7/8 inch | 2016-11-28 17:00:05 | 0 | Pcs | 8000 | Gener | IDR |  | 5000 | 13387 |  | N | N | N
7432 | 410078-0000 | Coaxial Feeder Clamp (Outdoor) 1-1/4 inch | Coaxial Feeder Clamp (Outdoor) 1-1/4 inch |  | 0 | Pcs | 0 | Gener |  |  | 0 | 0 |  | N | N | N
7431 | 410077-0000 | Coaxial Feeder Clamp (Outdoor) 7/8 inch | Coaxial Feeder Clamp (Outdoor) 7/8 inch |  | 0 | Pcs | 0 | Gener |  |  | 0 | 0 |  | N | N | N
12215 | 129448-0000 | Column LICO Max 60 X 60 H 300 cm Rent | Column LICO Max 60 X 60 H 300 cm Rent | 2023-03-21 09:59:51 | 0 | Pc/Month | 2673600 | 0000 | IDR | General | 0 | 0 | Material | N | N | N | ""
12214 | 129447-0000 | Column Panel LICO 700 x 1000 Rent | Column Panel LICO 700 x 1000 Rent | 2023-03-21 09:58:38 | 0 | Pc/Month | 188800 | 0000 | IDR | General | 0 | 0 | Material | N | N | N | ""
10931 | 221048-0000 | Commisioning Transmision For Erectiona and Pondation | Commissioning Transmission For Erection and Foundation | 2017-08-08 11:29:09 | 0 | Ls | 0 | 0000 |  | General | 0 | 0 | Material | N | N | N | ""
12764 | 323243-0000 | Commissioning & Supervision for Protection & Control Cubicle and SAS 150 kV Substation (Include Transportation & Accommodation) | Commissioning & Supervision for Protection & Control Cubicle and SAS 150 kV Substation (Include Transportation & Accommodation) | 2025-11-08 14:41:27 | 0 | lot | 197230000 | 0000 | IDR | General | 0 | 0 | Material | N | N | N | ""
12796 | 323249-0000 | Commissioning Digital Fault Recorder | Commissioning Digital Fault Recorder | 2025-11-28 09:51:18 | 0 | bay | 2500000 | 0000 | IDR | General | 0 | 0 | Material | N | N | N | ""
12797 | 323250-0000 | Commissioning Fault Locator | Commissioning Fault Locator | 2025-11-28 09:53:13 | 0 | bay | 2500000 | 0000 | IDR | General | 0 | 0 | Material | N | N | N | ""
10959 | 424170-0000 | Commissioning PLC | PLC Commissioning | 2017-09-13 10:48:15 | 0 | Set | 45496400 | 0000 | IDR | General | 0 | 0 | Material | N | N | N | ""
10951 | 323195-0000 | COMMISSIONING RCP | Commissioning RCP | 2017-09-12 15:16:35 | 0 | lot | 241653000 | 0000 | IDR | General | 0 | 0 | Material | N | N | N | ""
10950 | 323194-0000 | COMMISSIONING SAS | Commissioning SAS | 2017-09-12 15:15:32 | 0 | lot | 342929000 | 0000 | IDR | General | 0 | 0 | Material | N | N | N | ""
11017 | 313381-0000 | Common Cubicle for 150 kV | Common Cubicle for 150 kV | 2017-10-30 10:31:07 | 0 | Set | 86390000 | 0000 | IDR | General | 0 | 0 | Material | N | N | N | ""
11018 | 313382-0000 | Common Cubicle for 20 kV | Common Cubicle for 20 kV | 2017-10-30 10:31:54 | 0 | Set | 229184000 | 0000 | IDR | General | 0 | 0 | Material | N | N | N | ""
9692 | 129118-0000 | Common Excavation | Common Excavation | 2017-08-29 14:27:32 | 0 | M3 | 56250 | 0000 | IDR | General | 0 | 12502 | Material | N | N | N | ""
8147 | 820003-0000 | Communication/Telephone | Communication/Telephone | 2013-07-04 10:38:03 | 0 | Ls | 593157 | 0000 | IDR | General | 0 | 9982 | Material | N | N | N | ""
8564 | 129023-0000 | Complete clearance of a strip of land concentric with the transmission line route 10 m left side and 10 m right side. | Complete clearance of a strip of land concentric with the transmission line route 10 m left side and 10 m right side. | 2013-10-04 00:15:34 | 0 | Km | 32121521.74 | 0000 | IDR | General | 0 | 11132 | Material | N | N | N | ""
12333 | 313613-0000 | Composite Insulator 150 kV 120 kN | Composite Insulator 150 kV 120 kN | 2024-04-27 10:46:11 | 0 | Set | 2475000 | 0000 | IDR | General | 0 | 0 | Material | N | N | N | ""
10402 | 313251-0000 | Compression Dead End for ACSR 240 / 40 mm2 | Compression Dead End for ACSR 240 / 40 mm2 | 2016-11-15 10:24:37 | 0 | Set | 733500 | 0000 | IDR | General | 0 | 0 | Material | N | N | N | ""
11781 | 313536-0000 | Compression Dead End TACSR 410/67 mm | Compression Dead End TACSR 410/67 mm | 2021-04-09 14:53:03 | 0 | Set | 1055000 | 0000 | IDR | General | 0 | 0 | Material | N | N | N | ""
10905 | 211127-0000 | Compression Midspan Join for Conductor | Compression Midspan Join for Conductor | 2017-08-04 17:27:22 | 0 | Pcs | 397000 | 0000 | IDR | General | 0 | 0 | Material | N | N | N | ""
12375 | 211468-0000 | Compression Midspan Join for Earthwire AS 75mm2 | Compression Midspan Join for Earthwire AS 75mm2 | 2024-05-20 07:13:12 | 0 | Pcs | 180855 | 0000 | IDR | General | 0 | 0 | Material | N | N | N | ""
10904 | 211126-0000 | Compression Midspan Join for Earthwire GSW 55 | Compression Midspan Join for Earthwire GSW 55 | 2017-08-04 17:26:20 | 0 | Pcs | 119000 | 0000 | IDR | General | 0 | 0 | Material | N | N | N | ""
9386 | 313077-0000 | COMPRESSION MIDSPAN JOINT GSW 55 mm2 AS | COMPRESSION MIDSPAN JOINT GSW 55 mm2 AS | 2014-08-07 18:14:17 | 0 | Set | 130000 | 0000 | IDR | General | 31.37 | 11666 | Material | N | N | N | ""
12034 | 111619-0000 | Compund Gypsum | Gypsum Compound | 2022-01-27 14:01:59 | 0 | Zak | 47750 | 0000 | IDR | General | 0 | 0 | Material | N | N | N | ""
11981 | 611249-0000 | Concrete Additive | Concrete Additive | 2021-12-07 11:21:09 | 0 | Ltr | 25254.55 | 0000 | IDR | General | 0 | 0 | Material | N | N | N | ""
12232 | 611308-0000 | Concrete Bucket 1 M3 | Concrete Bucket 1 M3 | 2023-03-30 10:26:32 | 0 | Set | 18000000 | 0000 | IDR | General | 0 | 0 | Material | N | N | N | ""
11713 | 211321-0000 | Concrete Cutter Machine | Concrete Cutter Machine | 2020-12-23 10:17:48 | 0 | Pcs | 8675000 | 0000 | IDR | General | 0 | 0 | Material | N | N | N | ""
12261 | 611322-0000 | Concrete Landing For LICO | Concrete Landing For LICO | 2023-05-25 07:40:57 | 0 | Pc/Month | 0 | 0000 |  | General | 0 | 0 | Material | N | N | N | ""
12268 | 111661-0000 | Concrete Landing For LICO (B) | Concrete Landing For LICO (B) | 2023-06-03 17:52:03 | 0 | Pc/Month | 0 | 0000 |  | General | 0 | 0 | Material | N | N | N | ""
10990 | 129325-0000 | concrete mix design | concrete mix design | 2017-09-22 16:49:04 | 0 | Ls | 3500000 | 0000 | IDR | General | 0 | 0 | Material | N | N | N | ""
11131 | 611115-0000 | Concrete Molen | Concrete Mixer | 2018-07-06 12:18:26 | 0 | Set | 13250000 | 0000 | IDR | General | 0 | 0 | Material | N | N | N | ""
11808 | 611188-0000 | Concrete Slump Test | Concrete Slump Test | 2021-06-18 21:45:19 | 0 | Set | 200000 | 0000 | IDR | General | 0 | 0 | Material | N | N | N | ""
11809 | 611189-0000 | Concrete Vibrator | Concrete Vibrator | 2021-06-18 21:46:39 | 0 | Set | 5540540.54 | 0000 | IDR | General | 0 | 0 | Material | N | N | N | ""
9888 | 313173-0000 | Condructor TACSR 410 Sqmm | Conductor TACSR 410 Sqmm | 2015-06-16 10:37:08 | 0 | Mtr | 0 | 0000 |  | General | 0 | 0 | Material | N | N | N | ""
9900 | 313176-0000 | Conductor TACSR 410 sqmm | Conductor TACSR 410 sqmm | 2015-06-19 11:27:09 | 0 | Mtr | 91624 | 0000 | IDR | General | 0 | 0 | Material | N | N | N | ""
11636 | 313517-0000 | Conductor ACCC 310 mm (Lisbon) | Conductor ACCC 310 mm (Lisbon) | 2020-07-28 16:13:35 | 0 | Mtr | 145000 | 0000 | IDR | General | 0 | 0 | Material | N | N | N | ""
11687 | 313530-0000 | Conductor ACSR/AS 250/50 mm2 | Conductor ACSR/AS 250/50 mm2 | 2020-10-12 12:15:56 | 0 | Mtr | 37500 | 0000 | IDR | General | 0 | 0 | Material | N | N | N | ""
8541 | 313017-0000 | Conductor ACSR/AS HAWK 240/40mm2 | Conductor ACSR/AS HAWK 240/40mm2 | 2013-10-03 16:51:05 | 0 | Mtr | 37500 | 0000 | IDR | General | 23000 | 11132 | Material | N | N | N | ""
9628 | 313111-0000 | Conductor GSW 55 mm2 | Conductor GSW 55 mm2 | 2015-02-02 16:04:33 | 0 | bay | 0 | 0000 | IDR | General | 0 | 12502 | Material | N | N | N | ""
9723 | 323054-0000 | Conductor GSW 55 mm2 | Conductor GSW 55 mm2 | 2015-02-03 09:40:06 | 0 | bay | 2785000 | 0000 | IDR | General | 0 | 12502 | Material | N | N | N | ""
9795 | 313168-0000 | Conductor HAL 850 mm2 | Conductor HAL 850 mm2 | 2015-02-10 10:35:42 | 0 | bay | 0 | 0000 | IDR | General | 0 | 12502 | Material | N | N | N | ""
11571 | 310001-KMI0 | Conductor HTLS Lisbon (355-358 mm2) | Conductor HTLS Lisbon (355-358 mm2) | 2019-12-18 12:58:11 | 0 | Mtr | 0 | KMI0 |  | Kabel Metal Indonesi | 0 | 0 | Material | N | N | N | ""
9625 | 313108-0000 | Conductor TAL 660 mm2 | Conductor TAL 660 mm2 | 2015-02-02 15:33:15 | 0 | bay | 19600000 | 0000 | IDR | General | 0 | 12502 | Material | N | N | N | ""
9630 | 313113-0000 | Conductor TAL 850 mm2 | Conductor TAL 850 mm2 | 2015-02-02 16:06:29 | 0 | bay | 19624000 | 0000 | IDR | General | 0 | 12502 | Material | N | N | N | ""
9725 | 323056-0000 | Conductor TAL 850 mm2 | Conductor TAL 850 mm2 | 2015-02-03 09:42:03 | 0 | bay | 7675000 | 0000 | IDR | General | 0 | 12502 | Material | N | N | N | ""
8702 | 313036-0000 | Conductors ACCC 240 mm2 (Copenhagen) | Conductors ACCC 240 mm2 (Copenhagen) | 2013-10-18 12:21:05 | 0 | Mtr | 1149859 | 0000 | IDR | General | 0 | 11366 | Material | N | N | N | ""
11052 | 313397-0000 | Conductors TACSR/AS 410 mm2 | Conductors TACSR/AS 410 mm2 | 2018-03-09 10:26:13 | 0 | Mtr | 74500 | 0000 | IDR | General | 0 | 0 | Material | N | N | N | ""
11094 | 313420-0000 | Conductors TACSR/AS 410/67 mm2 | Conductors TACSR/AS 410/67 mm2 | 2018-04-05 17:58:21 | 0 | Mtr | 72500 | 0000 | IDR | General | 0 | 0 | Material | N | N | N | ""
7389 | 410054-LSCA | Connector Coaxial Adapter Din(f)-N(m) | Coaxial Adapter Connector Din(f)-N(m) |  | 0 | Pcs | 0 | LS ca |  |  | 0 | 0 |  | N | N | N
10201 | 410068-LEON | Connector Coaxial Din (f) 1/2 inch Superflex | Coaxial Din Connector (f) 1/2 inch Superflex | 2016-05-27 14:27:21 | 0 | Pcs | 0 | LEON |  | LEONI | 0 | 0 | Material | N | N | N | ""
7379 | 410046-RSBG | Connector Coaxial Din(f) 1 1/4 inch | Din(f) 1 1/4 inch Coaxial Connector |  | 0 | Pcs | 0 | Rosen |  |  | 0 | 0 |  | N | N | N
7357 | 410033-ANDR | Connector Coaxial Din(f) 1/2 inch | Din(f) 1/2 inch Coaxial Connector |  | 0 | Pcs | 0 | Andre |  |  | 0 | 0 |  | N | N | N
7358 | 410033-LEON | Connector Coaxial Din(f) 1/2 inch | Din(f) 1/2 inch Coaxial Connector | 2016-10-28 14:01:12 | 0 | Pcs | 0 | Leoni |  |  | 115000 | 13019 |  | N | N | N
7356 | 410032-ANDR | Connector Coaxial Din(f) 1/2 inch Superflex | Din(f) 1/2 inch Superflex Coaxial Connector |  | 0 | Pcs | 0 | Andre |  |  | 0 | 0 |  | N | N | N
7367 | 410038-ANDR | Connector Coaxial Din(f) 7/8 inch | Din(f) 7/8 inch Coaxial Connector |  | 0 | Pcs | 0 | Andre |  |  | 0 | 0 |  | N | N | N
7366 | 410037-ANDR | Connector Coaxial Din(f) 7/8 inch (V5PDF) | Din(f) 7/8 inch Coaxial Connector (V5PDF) |  | 0 | Pcs | 0 | Andre |  |  | 0 | 0 |  | N | N | N
7359 | 410034-ANDR | Connector Coaxial Din(f) RA 1/2 inch | Din(f) RA 1/2 inch Coaxial Connector |  | 0 | Pcs | 0 | Andre |  |  | 0 | 0 |  | N | N | N
7380 | 410047-LEON | Connector Coaxial Din(m) 1 1/4 inch | Din Coaxial Connector (m) 1 1/4 inch |  | 0 | Pcs | 499500 | Leoni | IDR |  | 0 | 0 |  | N | N | N
7360 | 410035-RSBG | Connector Coaxial Din(m) 1/2 inch | Din Coaxial Connector (m) 1/2 inch |  | 0 | Pcs | 0 | Rosen |  |  | 0 | 0 |  | N | N | N
7361 | 410035-LEON | Connector Coaxial Din(m) 1/2 inch | Din Coaxial Connector (m) 1/2 inch |  | 0 | Pcs | 0 | Leoni |  |  | 0 | 0 |  | N | N | N
7362 | 410035-HUSU | Connector Coaxial Din(m) 1/2 inch | Din Coaxial Connector (m) 1/2 inch |  | 0 | Pcs | 0 | Huber |  |  | 0 | 0 |  | N | N | N
10200 | 410067-LEON | Connector Coaxial Din(m) 1/2 inch Superflex | Din(m) 1/2 inch Superflex Coaxial Connector | 2016-05-27 14:22:25 | 0 | Pcs | 0 | LEON |  | LEONI | 0 | 0 | Material | N | N | N | ""
10199 | 410066-LEON | Connector Coaxial N (m) 1/2 inch Superflex | Coaxial Connector N (m) 1/2 inch Superflex | 2018-04-11 09:49:04 | 0 | Pcs | 50000 | LEON | IDR | LEONI | 55000 | 13828 | Material | N | N | N | ""
7381 | 410048-RSBG | Connector Coaxial N(f) 1 1/4 inch | Coaxial Connector N(f) 1 1/4 inch |  | 0 | Pcs | 0 | Rosen |  |  | 0 | 0 |  | N | N | N
9961 | 410063-LEON | Connector Coaxial N(f) 1 1/4 inch | Coaxial Connector N(f) 1 1/4 inch | 2017-11-17 16:04:34 | 0 | Pcs | 0 | LEON |  | LEONI | 341000 | 13537 | Material | N | N | N | ""
9963 | 410064-LEON | Connector Coaxial N(f) 1 1/4 inch | Coaxial Connector N(f) 1 1/4 inch | 2015-08-13 14:32:35 | 0 | Pcs | 341322 | LEON | IDR | LEONI | 0 | 13518 | Material | N | N | Y | ""
7384 | 410050-RSBG | Connector Coaxial N(f) 1 5/8 inch | Coaxial Connector N(f) 1 5/8 inch |  | 0 | Pcs | 0 | Rosen |  |  | 0 | 0 |  | N | N | N
9962 | 310001-LEON | Connector Coaxial N(f) 1 5/8 inch | Coaxial Connector N(f) 1 5/8 inch | 2015-08-11 10:08:24 | 0 | Pcs | 0 | LEON |  | LEONI | 0 | 0 | Material | N | N | N | ""
9964 | 410065-LEON | Connector Coaxial N(f) 1 5/8 inch | Coaxial Connector N(f) 1 5/8 inch | 2015-08-13 14:27:06 | 0 | Pcs | 437663 | LEON | IDR | LEONI | 0 | 13518 | Material | N | N | Y | ""
7368 | 410039-LEON | Connector Coaxial N(f) 7/8 inch | Coaxial Connector N(f) 7/8 inch | 2015-06-03 14:07:50 | 0 | Pcs | 143135 | Leoni | IDR |  | 0 | 13217 |  | N | N | N
7369 | 410039-ANDR | Connector Coaxial N(f) 7/8 inch | Coaxial Connector N(f) 7/8 inch |  | 0 | Pcs | 0 | Andre |  |  | 0 | 0 |  | N | N | N
7370 | 410040-ANDR | Connector Coaxial N(f) 7/8 inch (V5PNF) | Coaxial Connector N(f) 7/8 inch (V5PNF) |  | 0 | Pcs | 0 | Andre |  |  | 0 | 0 |  | N | N | N
7372 | 410042-ANDR | Connector Coaxial N(f) 7/8 inch +STP | Coaxial Connector N(f) 7/8 inch +STP |  | 0 | Pcs | 0 | Andre |  |  | 0 | 0 |  | N | N | N
7371 | 410041-ANDR | Connector Coaxial N(f) 7/8 inch Leaky | Coaxial Connector N(f) 7/8 inch Leaky |  | 0 | Pcs | 0 | Andre |  |  | 0 | 0 |  | N | N | N
7382 | 410049-LEON | Connector Coaxial N(m) 1 1/4 inch | Coaxial Connector N(m) 1 1/4 inch |  | 0 | Pcs | 220000 | Leoni | IDR |  | 25 | 0 |  | N | N | N
7383 | 410049-ANDR | Connector Coaxial N(m) 1 1/4 inch | Coaxial Connector N(m) 1 1/4 inch |  | 0 | Pcs | 0 | Andre |  |  | 0 | 0 |  | N | N | N
7385 | 410051-LEON | Connector Coaxial N(m) 1 5/8 inch | Coaxial Connector N(m) 1 5/8 inch |  | 0 | Pcs | 437663 | Leoni | IDR |  | 32 | 0 |  | N | N | N
7386 | 410051-LSCA | Connector Coaxial N(m) 1 5/8 inch | Coaxial Connector N(m) 1 5/8 inch |  | 0 | Pcs | 0 | LS ca |  |  | 0 | 0 |  | N | N | N
7363 | 410036-ANDR | Connector Coaxial N(m) 1/2 inch | Coaxial Connector N(m) 1/2 inch |  | 0 | Pcs | 0 | Andre |  |  | 0 | 0 |  | N | N | N
7364 | 410036-RSBG | Connector Coaxial N(m) 1/2 inch | Coaxial Connector N(m) 1/2 inch |  | 0 | Pcs | 0 | Rosen |  |  | 0 | 0 |  | N | N | N
7365 | 410036-LEON | Connector Coaxial N(m) 1/2 inch | Coaxial Connector N(m) 1/2 inch |  | 0 | Pcs | 60000 | Leoni | IDR |  | -13212.78 | 0 |  | N | N | N
7373 | 410043-ANDR | Connector Coaxial N(m) 7/8 inch | Coaxial Connector N(m) 7/8 inch |  | 0 | Pcs | 0 | Andre |  |  | 0 | 0 |  | N | N | N
7374 | 410043-LEON | Connector Coaxial N(m) 7/8 inch | Coaxial Connector N(m) 7/8 inch |  | 0 | Pcs | 70000 | Leoni | IDR |  | 33745.8 | 0 |  | N | N | N
7375 | 410043-RSBG | Connector Coaxial N(m) 7/8 inch | Coaxial Connector N(m) 7/8 inch |  | 0 | Pcs | 0 | Rosen |  |  | 0 | 0 |  | N | N | N
7377 | 410044-ANDR | Connector Coaxial N(m) 7/8 inch (V5PNM) | Coaxial Connector N(m) 7/8 inch (V5PNM) |  | 0 | Pcs | 0 | Andre |  |  | 0 | 0 |  | N | N | N
7378 | 410045-ANDR | Connector Coaxial N(m) 7/8 inch Leaky | Coaxial Connector N(m) 7/8 inch Leaky |  | 0 | Pcs | 0 | Andre |  |  | 0 | 0 |  | N | N | N
7387 | 410052-LEON | Connector Coaxial Righy Angle Adapter N(m)-N(f) | Rigid Angle Adapter Coaxial Connector N(m)-N(f) |  | 0 | Pcs | 50000 | Leoni | IDR |  | 11 | 0 |  | N | N | N
7388 | 410053-LSCA | Connector Coaxial Straight Adaptor N(m)-N(m) | Coaxial Straight Adapter Connector N(m)-N(m) |  | 0 | Pcs | 0 | LS ca |  |  | 0 | 0 |  | N | N | N
10634 | 413192-0000 | connector dari patch core ke RRU | connector from patch core to RRU | 2017-06-02 14:15:59 | 0 | Pcs | 0 | 0000 |  | General | 0 | 0 | Material | N | N | N | ""
11641 | 413207-0000 | Connector DB9 | DB9 Connector | 2020-07-29 09:27:22 | 0 | Pcs | 0 | 0000 |  | General | 0 | 0 | Material | N | N | N | ""
12734 | 313768-0000 | Connector FO type LC | LC type FO connector | 2025-10-09 21:40:08 | 0 | Pcs | 4310 | 0000 | IDR | General | 0 | 0 | Material | N | N | N | ""
12733 | 313767-0000 | Connector FO type ST | FO connector type ST | 2025-10-09 21:38:34 | 0 | Pcs | 17065.83 | 0000 | IDR | General | 0 | 0 | Material | N | N | N | ""
11642 | 413208-0000 | Connector RJ45 | RJ45 Connector | 2020-07-29 09:29:26 | 0 | Pcs | 10000 | 0000 | IDR | General | 0 | 0 | Material | N | N | N | ""
10491 | 611101-0000 | Container 20 Feet | 20 Feet Container | 2016-12-21 21:56:13 | 0 | Pcs | 39550000 | 0000 | IDR | General | 0 | 0 | Material | N | N | N | ""
12029 | 611288-0000 | Container Box 100 Liter | 100 Liter Container Box | 2022-01-20 11:39:50 | 0 | Pcs | 399500 | 0000 | IDR | General | 0 | 0 | Material | N | N | N | ""
11592 | 211283-0000 | Container Box 150 L | Container Box 150 L | 2020-04-01 16:19:55 | 0 | Pcs | 250000 | 0000 | IDR | General | 0 | 0 | Material | N | N | N | ""
11591 | 211282-0000 | Container Box 195 L | Container Box 195 L | 2020-04-01 16:13:09 | 0 | Pcs | 269200 | 0000 | IDR | General | 0 | 0 | Material | N | N | N | ""
8552 | 313028-0000 | Continuous or cross-connected counterpoise cable 30 m length, 450 mm depth, including galvanized steel angle 1000 mm, all joints and clamps. | Continuous or cross-connected counterpoise cable 30 m length, 450 mm depth, including galvanized steel angle 1000 mm, all joints and clamps. | 2013-10-03 17:24:54 | 0 | Set | 0 | 0000 | IDR | General | 0 | 11132 | Material | N | N | N | ""
8603 | 323029-0000 | Continuous or cross-connected counterpoise cable 30 m length, for 2 m earthing rod, including joints | Continuous or cross-connected counterpoise cable 30 m length, for 2 m earthing rod, including joints | 2013-10-04 10:06:01 | 0 | ea | 0 | 0000 | IDR | General | 0 | 11132 | Material | N | N | N | ""
8602 | 323028-0000 | Continuous or cross-connected counterpoise cable 30 m length, for installing at 1000 mm depth | Continuous or cross-connected counterpoise cable 30 m length, for installing at 1000 mm depth | 2013-10-04 10:05:08 | 0 | ea | 0 | 0000 | IDR | General | 0 | 11132 | Material | N | N | N | ""
8601 | 323027-0000 | Continuous or cross-connected counterpoise cable 30 m length, for laying in rock | Continuous or cross-connected counterpoise cable 30 m length, for laying in rock | 2013-10-04 10:04:16 | 0 | ea | 0 | 0000 | IDR | General | 0 | 11132 | Material | N | N | N | ""
9427 | 313083-0000 | Control box (inside 40x40x50 cm) include cover galvanize | Control box (inside 40x40x50 cm) includes galvanized cover | 2014-09-02 10:21:07 | 0 | Set | 100000 | 0000 | IDR | General | 150000 | 11694 | Material | N | N | N | ""
11075 | 111480-0000 | control box 60x60cm | control box 60x60cm | 2018-03-22 11:39:49 | 0 | Unit | 850000 | 0000 | IDR | General | 0 | 0 | Material | N | N | N | ""
12771 | 313798-0000 | Control Cubicle for 150/20 kV Transformer Bay | Control Cubicle for 150/20 kV Transformer Bay | 2025-11-08 17:11:51 | 0 | Set | 183375000 | 0000 | IDR | General | 0 | 0 | Material | N | N | N | ""
12638 | 313740-0000 | Control Panel For Capacitor Bay 150 kV | Control Panel For Capacitor Bay 150 kV | 2025-05-20 15:55:26 | 0 | Set | 266000000 | 0000 | IDR | General | 0 | 0 | Material | N | N | N | ""
10944 | 611111-0000 | Controller Hydrolic | Hydraulic Controller | 2017-09-11 16:53:19 | 0 | Pcs | 15000000 | 0000 | IDR | General | 0 | 0 | Material | N | N | N | ""
10608 | 210001-DACH | coolant 2000 | coolant 2000 | 2017-04-27 17:49:40 | 0 | Ltr | 80000 | DACH | IDR | DACH | 0 | 0 | Material | N | N | N | ""
8321 | 311001-0000 | Cooper Grounding Rod 7/8 Inchi | Cooper Grounding Rod 7/8 Inch | 2013-08-01 11:10:22 | 0 | Mtr | 400000 | 0000 | IDR | General | 0 | 10101 | Material | N | N | N | ""
8790 | 820020-0000 | Coordination Fee | Coordination Fee | 2013-12-12 12:07:10 | 0 | Ls | 2000000 | 0000 | IDR | General | 0 | 11916 | Material | N | N | N | ""
11286 | 211236-0000 | Copper clad steel ground rod, D 19 x 3 meter | Copper clad steel ground rod, D 19 x 3 meters | 2019-02-11 14:54:04 | 0 | Pcs | 24.42 | 0000 | USD | General | 0 | 14049 | Material | N | N | N | ""
8322 | 311005-0000 | Copper Grounding Rod 1/2 Inchi | Copper Grounding Rod 1/2 Inch | 2013-08-01 11:13:17 | 0 | Mtr | 4500000 | 0000 | IDR | General | 0 | 10101 | Material | N | N | N | ""
10194 | 111364-0000 | Cor Wiremesh | Wiremesh Cor | 2016-05-19 09:51:34 | 0 | M3 | 100000 | 0000 | IDR | General | 0 | 0 | Material | N | N | N | ""
9192 | 129096-0000 | Coring Soil Test & Report | Coring Soil Test & Report | 2014-04-23 15:46:58 | 0 | Ls | 2500000 | 0000 | IDR | General | 11000000 | 11313 | Material | N | N | N | ""
11861 | 611207-0000 | Corong Tremy 6 inch | Tremy 6 inch funnel | 2021-09-19 15:32:31 | 0 | Unit | 1662500 | 0000 | IDR | General | 0 | 0 | Material | N | N | N | ""
12430 | 111674-0000 | corrugated metal sheet Height 2 m . Length 0.8 M , Thickness 2mm | corrugated metal sheet Height 2 m. Length 0.8 M, Thickness 2mm | 2024-08-09 15:00:08 | 0 | Lbr | 39600 | 0000 | IDR | General | 0 | 0 | Material | N | N | N | ""
12116 | 111636-0000 | Corrugated Zinc Allumunium Roof L 1000 mm T 0.7 mm | Corrugated Zinc Allumunium Roof L 1000 mm H 0.7 mm | 2022-06-30 20:37:15 | 0 | Ml | 136486.49 | 0000 | IDR | General | 0 | 0 | Material | N | N | N | ""
12117 | 111637-0000 | Corrugated Zinc Allumunium Roof L 1000 mm T 0.75 mm | Corrugated Zinc Allumunium Roof L 1000 mm H 0.75 mm | 2022-06-30 20:39:07 | 0 | Ml | 177477.48 | 0000 | IDR | General | 0 | 0 | Material | N | N | N | ""
12663 | 111685-0000 | Corrugated Zinc Aluminium Roof T 0.40 mm | Corrugated Zinc Aluminum Roof T 0.40 mm | 2025-06-24 11:20:01 | 0 | M2 | 0 | 0000 |  | General | 0 | 0 | Material | N | N | N | ""
12138 | 111642-0000 | Corrugated Zinc Coated SteelRoof L 832 mm T 0.75 mm | Corrugated Zinc Coated Steel Roof L 832 mm H 0.75 mm | 2022-08-11 15:42:57 | 0 | Ml | 178500 | 0000 | IDR | General | 0 | 0 | Material | N | N | N | ""
9150 | 820027-0000 | Cost Helper/Daily Bases | Cost Helper/Daily Basis | 2014-04-22 13:57:38 | 0 | Mth | 145000 | 0000 | IDR | General | 0 | 11313 | Material | N | N | N | ""
9149 | 820026-0000 | Cost Jointer | Cost Jointer | 2014-04-22 13:56:50 | 0 | Mth | 0 | 0000 | IDR | General | 0 | 11313 | Material | N | N | N | ""
9148 | 820025-0000 | Cost Project Admin | Cost Project Admin | 2014-04-22 13:56:08 | 0 | Mth | 100000 | 0000 | IDR | General | 0 | 11313 | Material | N | N | N | ""
9147 | 820024-0000 | Cost Project Control | Cost Project Control | 2014-04-22 13:54:42 | 0 | Mth | 0 | 0000 | IDR | General | 0 | 11313 | Material | N | N | N | ""
9145 | 820023-0000 | Cost Project Manager | Cost Project Manager | 2014-04-22 11:26:52 | 0 | Mth | 0 | 0000 | IDR | General | 0 | 11313 | Material | N | N | N | ""
11505 | 611160-0000 | Counter Meter | Counter Meter | 2019-09-16 10:23:29 | 0 | Set | 4940000 | 0000 | IDR | General | 0 | 0 | Material | N | N | N | ""
10580 | 313278-0000 | Counter Weight | Counter Weight | 2017-03-27 18:47:54 | 0 | Kg | 250000 | 0000 | IDR | General | 0 | 0 | Material | N | N | N | ""
12321 | 211462-0000 | Counterweight 30 Kg For Insulator String Set | Counterweight 30 Kg For Insulator String Set | 2024-04-27 09:47:25 | 0 | Set | 1614496 | 0000 | IDR | General | 0 | 0 | Material | N | N | N | ""
11912 | 211389-0000 | Couplers | Couplers | 2021-09-24 13:43:30 | 0 | Pcs | 55.39 | 0000 | USD | General | 0 | 0 | Material | N | N | N | ""
9441 | 211055-0000 | Cover Cable Tray Elbow 90 W300 | Cover Cable Tray Elbow 90 W300 | 2014-09-02 10:24:47 | 0 | Pcs | 59420 | 0000 | IDR | General | 129000 | 11694 | Material | N | N | N | ""
9194 | 211040-0000 | Cover Cable Tray W150 mm | Cable Tray Cover W150 mm | 2016-11-23 09:13:11 | 0 | Mtr | 19807 | 0000 | IDR | General | 52000 | 13387 | Material | N | N | N | ""
9439 | 211053-0000 | Cover Cable Tray W300 mm | Cable Tray Cover W300 mm | 2014-09-02 10:22:20 | 0 | Mtr | 86666.67 | 0000 | IDR | General | 86666.67 | 11694 | Material | N | N | N | ""
9195 | 211041-0000 | Cover Clamp W150 | Cover Clamp W150 | 2014-04-25 11:03:44 | 0 | Pcs | 11000 | 0000 | IDR | General | 11000 | 11313 | Material | N | N | N | ""
9443 | 211057-0000 | Cover Clip (Tray) | Cover Clip (Tray) | 2014-09-02 10:27:55 | 0 | Pcs | 15000 | 0000 | IDR | General | 15000 | 11694 | Material | N | N | N | ""
8470 | 610007-0000 | Cover Joint for zebra Conductor | Cover Joint for zebra Conductor | 2013-09-17 18:59:09 | 0 | ea | 1200 | 0000 | USD | General | 1200 | 11455 | Material | N | N | N | ""
11028 | 313385-0000 | COYOTE JOINT BOX for OPGW | Coyote Joint Box for OPGW | 2017-11-16 15:24:49 | 0 | Pcs | 8499390 | 0000 | IDR | General | 0 | 7210220 | Material | N | N | N | ""
12721 | 413219-0000 | CPU Module for Multiplexer SDH | CPU Module for SDH Multiplexer | 2025-09-29 17:18:00 | 0 | Set | 52100000 | 0000 | IDR | General | 0 | 0 | Material | N | N | N | ""
10464 | 610007-TSE0 | Cradle Reel Elevator | Cradle Reel Elevator | 2016-12-21 21:01:25 | 0 | Pcs | 8127857.25 | TSE0 | IDR | TSE | 0 | 0 | Material | N | N | N | ""
12751 | 313785-0000 | Crimping Tools RJ45 | RJ45 Crimping Tools | 2025-10-14 14:32:11 | 0 | Pcs | 180000 | 0000 | IDR | General | 0 | 0 | Material | N | N | N | ""
11857 | 611203-0000 | Cross Bit dia.40 cm | Cross Bit dia.40 cm | 2021-09-19 15:26:14 | 0 | Unit | 2850000 | 0000 | IDR | General | 0 | 0 | Material | N | N | N | ""
12483 | 313669-0000 | Cubicle 8 PT, 2200x800x800 mm (HxWxD), IP 42, powder-coated, made from 2.5 mm SPHC. | Cubicle 8 PT, 2200x800x800 mm (HxWxD), IP 42, powder-coated, made from 2.5 mm SPHC. | 2024-11-07 14:09:35 | 0 | Set | 15750000 | 0000 | IDR | General | 0 | 0 | Material | N | N | N | ""
9777 | 323103-0000 | CUBICLE AND ACCESSORIES | CUBICLES AND ACCESSORIES | 2015-02-03 14:36:04 | 0 | Set | 0 | 0000 | IDR | General | 0 | 12502 | Material | N | N | N | ""
9786 | 313164-0000 | CUBICLE AND ACCESSORIES | CUBICLES AND ACCESSORIES | 2015-02-03 14:47:48 | 0 | Set | 0 | 0000 | USD | General | 0 | 12502 | Material | N | N | N | ""
12250 | 611315-0000 | curing compound liquid | curing compound liquid | 2023-05-17 18:02:39 | 0 | Ltr | 23000 | 0000 | IDR | General | 0 | 0 | Material | N | N | N | ""
12729 | 313764-0000 | Current Test Block, 6.6A rating, 10-pole type, suitable for current injection and relay applications | Current Test Block, 6.6A rating, 10-pole type, suitable for current injection and relay applications | 2025-10-08 11:30:04 | 0 | Pcs | 1199000 | 0000 | IDR | General | 0 | 0 | Material | N | N | N | ""
9676 | 111310-0000 | Current Transformer | Current Transformer | 2015-02-02 18:15:24 | 0 | Set | 96250000 | 0000 | IDR | General | 20126128.7 | 12502 | Material | N | N | N | ""
9677 | 111311-0000 | Current Transformer 70 kV | Current Transformer 70 kV | 2015-02-02 18:16:44 | 0 | Set | 16411854 | 0000 | IDR | General | 0 | 12502 | Material | N | N | N | ""
12078 | 720054-0000 | Custom Clearance | Customs Clearance | 2022-02-12 09:33:41 | 0 | Ls | 205000000 | 0000 | IDR | General | 0 | 0 | Material | N | N | N | ""
10378 | 313238-0000 | Custom clearence FCL material CT, CVT dan LT | Custom clearance FCL material CT, CVT and LT | 2016-09-28 11:30:26 | 0 | Ls | 3500000 | 0000 | IDR | General | 0 | 13103 | Material | N | N | N | ""
10379 | 313239-0000 | Custom clearence LCL Material LA | Custom clearance LCL Material LA | 2016-09-28 11:30:45 | 0 | Ls | 0 | 0000 |  | General | 0 | 13103 | Material | N | N | N | ""
10166 | 720036-0000 | Custrom clearence and transportation | Custrom clearance and transportation | 2016-03-08 14:46:49 | 0 | Ls | 29650000 | 0000 | IDR | General | 0 | 0 | Material | N | N | N | ""
8250 | 423017-0000 | Cut Over and Jointing secondary cables | Cut Over and Jointing secondary cables | 2013-07-26 13:24:23 | 0 | Core | 0 | 0000 | IDR | General | 0 | 9991 | Material | N | N | N | ""
11457 | 211262-0000 | Cutting Whell | Cutting Wheel | 2019-08-15 15:01:12 | 0 | Unit | 1412612.61 | 0000 | IDR | General | 0 | 0 | Material | N | N | N | ""
8383 | 820014-0000 | Daily Worker | Daily Worker | 2013-08-20 11:35:25 | 0 | Day | 300000 | 0000 | IDR | General | 0 | 10301 | Material | N | N | N | ""
8813 | 313044-0000 | Damper for Conductor ACSR 240 / 40 mm2 | Damper for Conductor ACSR 240 / 40 mm2 | 2016-11-15 10:03:10 | 0 | Pcs | 0 | 0000 | IDR | General | 0 | 11916 | Material | N | N | N | ""
10396 | 313245-0000 | Damper for GSW 55 mm2 | Damper for GSW 55 mm2 | 2016-11-15 10:03:54 | 0 | Pcs | 0 | 0000 |  | General | 0 | 0 | Material | N | N | N | ""
10397 | 313246-0000 | Damper for OPGW | Damper for OPGW | 2016-11-15 10:04:57 | 0 | Pcs | 0 | 0000 |  | General | 0 | 0 | Material | N | N | N | ""
10339 | 424163-0000 | Dana percepatan dan Perbaikan Feeder Tasikmalaya | Acceleration Fund and Improvement of Tasikmalaya Feeder | 2016-09-13 14:12:02 | 0 | Ls | 0 | 0000 |  | General | 0 | 0 | Material | N | N | N | ""
9597 | 129116-0000 | Dana Percepatan Penyelesaian Civil Works | Civil Works Completion Acceleration Fund | 2015-01-19 17:53:38 | 0 | Ls | 0 | 0000 | IDR | General | 0 | 12510 | Material | N | N | N | ""
11090 | 313416-0000 | Danger Plate with fixing facilities | Danger Plate with fixing facilities | 2018-04-05 17:52:13 | 0 | Pcs | 285000 | 0000 | IDR | General | 0 | 0 | Material | N | N | N | ""
8589 | 111231-0000 | Danger Plate with fixing facilities (2 sets per tower) | Danger Plate with fixing facilities (2 sets per tower) | 2013-10-04 08:04:45 | 0 | Twr | 575000 | 0000 | IDR | General | 0 | 11132 | Material | N | N | N | ""
12109 | 211421-0000 | Danger Plate with fixing facilities (2 sets per tower) Ukr 200 mm x 300 mm | Danger Plate with fixing facilities (2 sets per tower) Ukr 200 mm x 300 mm | 2022-06-28 12:07:03 | 0 | Twr | 0 | 0000 |  | General | 0 | 0 | Material | N | N | N | ""
12113 | 211423-0000 | Danger Plate with fixing facility 200 mm x 300 mm | Danger Plate with fixing facility 200 mm x 300 mm | 2022-06-28 13:34:56 | 0 | Pcs | 150000 | 0000 | IDR | General | 0 | 0 | Material | N | N | N | ""
7666 | 310060-EPST | DC Exhaust Fan APM 315 | DC Exhaust Fan APM 315 |  | 0 | Set | 0 | EBM P | "" | "" | 0 | 0 | Material | N | N | N
9979 | 413151-0000 | DC-OF-SM-24 Kabel Duct Fiber Optik single mode 24 core G 652 D | DC-OF-SM-24 Fiber Optic Duct Cable single mode 24 core G 652 D | 2015-08-13 14:19:21 | 0 | Mtr | 7500 | 0000 | IDR | General | 9000 | 13518 | Material | N | N | N | ""
8450 | 424038-0000 | DD-BM , Duct installation by boring method, manual or machine 1 way | DD-BM , Duct installation by boring method, manual or machine 1 way | 2013-09-10 12:08:53 | 0 | Mtr | 62500 | 0000 | IDR | General | 62500 | 11194 | Material | N | N | N | ""
8448 | 424036-0000 | DD-BM-HDPE1 , Boring (manually or machine) for HDPE pipe 40 mm outer diameter, 33 mm inside diameter and 1,5 meter depth 1 way | DD-BM-HDPE1 , Boring (manually or machine) for HDPE pipe 40 mm outer diameter, 33 mm inside diameter and 1.5 meter depth 1 way | 2013-09-10 12:06:40 | 0 | Mtr | 26822.7 | 0000 | IDR | General | 20000 | 11194 | Material | N | N | N | ""
8449 | 424037-0000 | DD-BM-HDPE2 , Boring (manually or machine) for HDPE pipe 40 mm outer diameter, 33 mm inside diameter and 1,5 meter depth 2 way | DD-BM-HDPE2 , Boring (manually or machine) for HDPE pipe 40 mm outer diameter, 33 mm inside diameter and 1.5 meter depth 2 way | 2013-09-10 12:07:39 | 0 | Mtr | 1571.4 | 0000 | IDR | General | 36458 | 11194 | Material | N | N | N | ""
8170 | 424018-0000 | DD-HDPE -1 Pemasangan HDPE 33 mm pada rute kabel 1 pipa | DD-HDPE -1 Installation of 33 mm HDPE on a 1 pipe cable route | 2013-07-10 14:11:44 | 0 | Mtr | 1309.5 | 0000 | IDR | General | 200 | 9982 | Material | N | N | N | ""
10215 | 424150-0000 | DD-RV Perbaiakn Route Duct/HDPE 1 pipa | DD-RV Route Duct/HDPE 1 pipe repair | 2016-06-22 15:51:01 | 0 | Mtr | 32606 | 0000 | IDR | General | 0 | 0 | Material | N | N | N | ""
8527 | 310065-0000 | Dead End Clamp (Tension) | Dead End Clamp (Tension) | 2013-10-02 11:23:35 | 0 | Set | 3500000 | 0000 | IDR | General | 6500 | 11132 | Material | N | N | N | ""
11623 | 313506-0000 | Dead End Grip Full Tension for OPGW 100 mm2 | Dead End Grip Full Tension for OPGW 100 mm2 | 2020-05-30 17:41:27 | 0 | Pcs | 183000 | 0000 | IDR | General | 0 | 0 | Material | N | N | N | ""
9587 | 413119-0000 | Deadend Clamp set type capit | Deadend Clamp set type capit | 2014-12-11 09:26:18 | 0 | Pcs | 23000 | 0000 | IDR | General | 23000 | 12200 | Material | N | N | N | ""
10344 | 221039-0000 | Delivery Material dari Warehouse ke Drop Zone | Delivery of Material from Warehouse to Drop Zone | 2016-09-15 17:09:10 | 0 | Kg | 0 | 0000 |  | General | 0 | 0 | Material | N | N | N | ""
10298 | 413187-0000 | Dell Power Edge R720 Power Supply, 750 WP, RDNT, FLX, V2 | Dell Power Edge R720 Power Supply, 750 WP, RDNT, FLX, V2 | 2016-09-07 17:09:41 | 0 | Unit | 5100000 | 0000 | IDR | General | 0 | 0 | Material | N | N | N | ""
11079 | 129344-0000 | demolish existing fence | demolish the existing fence | 2018-03-22 11:57:43 | 0 | Ls | 3656250 | 0000 | IDR | General | 0 | 0 | Material | N | N | N | ""
11422 | 111509-0000 | Dempul/Pelamir | Putty/Plaster | 2019-07-22 09:42:29 | 0 | Klg | 168000 | 0000 | IDR | General | 0 | 0 | Material | N | N | N | ""
12654 | 720116-0000 | Demurrage Container 20 Ft | 20 Ft Container Demurrage | 2025-06-13 17:22:17 | 0 | Day | 0 | 0000 |  | General | 0 | 0 | Material | N | N | N | ""
10729 | 129235-0000 | Dengan Tiang PJU yang digalvanis tinggi 9 m lengkap dengan | With galvanized PJU poles 9 m high complete with | 2017-08-03 18:45:20 | 0 | Pcs | 4700000 | 0000 | IDR | General | 0 | 0 | Material | N | N | N | ""
11126 | 129347-0000 | Design engineering | Design engineering | 2018-05-30 11:49:57 | 0 | Ls | 81500000 | 0000 | IDR | General | 0 | 0 | Material | N | N | N | ""
12652 | 720114-0000 | Detention Container 20 Ft | 20 Ft Detention Container | 2025-06-13 17:17:25 | 0 | Day | 0 | 0000 |  | General | 0 | 0 | Material | N | N | N | ""
12653 | 720115-0000 | Detention Container 40 Ft | 40 Ft Detention Container | 2025-06-13 17:20:57 | 0 | Day | 95000 | 0000 | IDR | General | 0 | 0 | Material | N | N | N | ""
11311 | 720049-0000 | Dexlite | Dexlite | 2019-03-19 12:00:07 | 0 | Ltr | 14700 | 0000 | IDR | General | 0 | 0 | Material | N | N | N | ""
8474 | 610010-0000 | DIES ACSR Zebra 435 55 mm2 Dead End for Alumunium Compression | DIES ACSR Zebra 435 55 mm2 Dead End for Aluminum Compression | 2013-09-18 15:46:02 | 0 | ea | 2375000 | 0000 | IDR | General | 252 | 11455 | Material | N | N | N | ""
8475 | 610011-0000 | DIES ACSR Zebra 435 55 mm2 Dead End for Steel Core Compression | DIES ACSR Zebra 435 55 mm2 Dead End for Steel Core Compression | 2013-09-18 15:48:31 | 0 | ea | 962200 | 0000 | IDR | General | 252 | 11455 | Material | N | N | N | ""
10503 | 610019-TSE0 | Dies Dove ACSR Aluminium | Dies Dove ACSR Aluminum | 2016-12-22 00:11:27 | 0 | Set | 962200 | TSE0 | IDR | TSE | 0 | 0 | Material | N | N | N | ""
10456 | 210001-DNFG | Dies Dove ACSR Aluminium | Dies Dove ACSR Aluminum | 2016-12-21 22:22:13 | 0 | Set | 0 | DNFG |  | Dong Fang | 0 | 13355 | Material | N | N | N | ""
10497 | 610015-TSE0 | Dies Dove Steel ACSR | Dies Dove Steel ACSR | 2016-12-21 22:28:31 | 0 | Pcs | 0 | TSE0 |  | TSE | 0 | 0 | Material | Y | N | N | ""
10507 | 610020-TSE0 | Dies Dove Steel ACSR | Dies Dove Steel ACSR | 2016-12-22 09:05:26 | 0 | Pcs | 3250000 | TSE0 | IDR | TSE | 0 | 0 | Material | N | N | N | ""
8476 | 610012-0000 | DIES GSW 95 mm2 Dead End for Steel Core Compression | DIES GSW 95 mm2 Dead End for Steel Core Compression | 2013-09-18 15:49:38 | 0 | ea | 126 | 0000 | USD | General | 126 | 11455 | Material | N | N | N | ""
10455 | 210001-TSE0 | Dies Hawk ACSR Alumunium | Dies Hawk ACSR Aluminum | 2016-12-21 22:23:20 | 0 | Set | 962200 | TSE0 | IDR | TSE | 0 | 13355 | Material | N | N | N | ""
10496 | 610014-TSE0 | Dies Hawk Steel ACSR | Dies Hawk Steel ACSR | 2016-12-21 22:25:28 | 0 | Pcs | 0 | TSE0 |  | TSE | 0 | 0 | Material | Y | N | N | ""
10508 | 610021-TSE0 | Dies Hawk Steel ACSR | Dies Hawk Steel ACSR | 2016-12-22 09:06:34 | 0 | Pcs | 3250000 | TSE0 | IDR | TSE | 0 | 0 | Material | N | N | N | ""
12000 | 611268-0000 | Digital Earth Tester | Digital Earth Tester | 2021-12-12 12:11:13 | 0 | Unit | 250000 | 0000 | IDR | General | 0 | 0 | Material | N | N | N | ""
11063 | 313407-0000 | Digital Fault Recorder | Digital Fault Recorder | 2018-03-16 15:43:09 | 0 | Set | 642220000 | 0000 | IDR | General | 0 | 0 | Material | N | N | N | ""
9774 | 323102-0000 | DIGITAL PLC TERMINAL - POWER TRANSMISSION 50 WATTS - TRANSMMISSION SPEED UP TO 76.8 KBIT/S - PROGRAMMABLE FREQUENCY RANGE 3 UNCOMPRESSED VOICE CHANNELS - DIGITAL DATA CHANNEL - SERVICE TELEPHONE | DIGITAL PLC TERMINAL - POWER TRANSMISSION 50 WATTS - TRANSMMISSION SPEED UP TO 76.8 KBIT/S - PROGRAMMABLE FREQUENCY RANGE 3 UNCOMPRESSED VOICE CHANNELS - DIGITAL DATA CHANNEL - TELEPHONE SERVICE | 2015-02-03 14:32:31 | 0 | Set | 0 | 0000 | IDR | General | 0 | 12502 | Material | N | N | N | ""
9783 | 313163-0000 | DIGITAL PLC TERMINAL - POWER TRANSMISSION 50 WATTS - TRANSMMISSION SPEED UP TO 76.8 KBIT/S - PROGRAMMABLE FREQUENCY RANGE 3 UNCOMPRESSED VOICE CHANNELS - DIGITAL DATA CHANNEL - SERVICE TELEPHONE | DIGITAL PLC TERMINAL - POWER TRANSMISSION 50 WATTS - TRANSMMISSION SPEED UP TO 76.8 KBIT/S - PROGRAMMABLE FREQUENCY RANGE 3 UNCOMPRESSED VOICE CHANNELS - DIGITAL DATA CHANNEL - TELEPHONE SERVICE | 2015-02-03 14:44:22 | 0 | Set | 39700 | 0000 | USD | General | 39700 | 12502 | Material | N | N | N | ""
10098 | 323137-0000 | DIGITAL PLC TERMINAL - POWER TRANSMISSION 50 WATTS - TRANSMMISSION SPEED UP TO 76.8 KBIT/S - PROGRAMMABLE FREQUENCY RANGE 3 UNCOMPRESSED VOICE CHANNELS - DIGITAL DATA CHANNEL - SERVICE TELEPHONE. Incl. LMU,Te | DIGITAL PLC TERMINAL - POWER TRANSMISSION 50 WATTS - TRANSMMISSION SPEED UP TO 76.8 KBIT/S - PROGRAMMABLE FREQUENCY RANGE 3 UNCOMPRESSED VOICE CHANNELS - DIGITAL DATA CHANNEL - TELEPHONE SERVICE. Incl. LMU, Te | 2015-12-14 13:37:08 | 0 | Set | 10025000 | 0000 | IDR | General | 0 | 0 | Material | N | N | N | ""
12371 | 413212-0000 | Digital Teleprotection | Digital Teleprotection | 2024-05-19 13:48:33 | 0 | Unit | 145295000 | 0000 | IDR | General | 0 | 0 | Material | N | N | N | ""
10957 | 413195-0000 | Digital TP | Digital TP | 2017-09-13 10:46:42 | 0 | Set | 77442400 | 0000 | IDR | General | 0 | 0 | Material | N | N | N | ""
10949 | 413193-0000 | DIGSI SOFTWARE | DIGSI SOFTWARE | 2017-09-12 15:13:32 | 0 | lot | 37044000 | 0000 | IDR | General | 0 | 0 | Material | N | N | N | ""
12490 | 313676-0000 | DIN Rail | DIN Rail | 2024-11-07 15:02:57 | 0 | Mtr | 108260.83 | 0000 | IDR | General | 0 | 0 | Material | N | N | N | ""
10490 | 611100-0000 | Dinamo Meter Digital | Digital Dynamo Meter | 2016-12-21 21:54:59 | 0 | Pcs | 7750000 | 0000 | IDR | General | 0 | 0 | Material | N | N | N | ""
9685 | 111319-0000 | Disconnecting /& Earthing Switches (DS/E) | Disconnecting /& Earthing Switches (DS/E) | 2015-02-02 18:27:16 | 0 | Set | 142952400 | 0000 | IDR | General | 25786847.1 | 12502 | Material | N | N | N | ""
9683 | 111317-0000 | Disconnecting Switches (DS) | Disconnecting Switches (DS) | 2015-02-02 18:25:08 | 0 | Set | 57519456 | 0000 | IDR | General | 16938505.45 | 12502 | Material | N | N | N | ""
9684 | 111318-0000 | Disconnecting Switches (DS) 70 kV | Disconnecting Switches (DS) 70 kV | 2015-02-02 18:26:19 | 0 | Set | 75000 | 0000 | IDR | General | 0 | 12502 | Material | N | N | N | ""
9490 | 424079-0000 | Dismantle Cable Tray | Dismantle Cable Tray | 2014-10-10 09:58:10 | 3900 | Mtr | 0 | 0000 | IDR | General | 0 | 12020 | Material | Y | N | N | ""
9487 | 424076-0000 | Dismantle Coaxial Feeder Cable | Dismantle Coaxial Feeder Cable | 2014-10-10 09:48:15 | 2700 | Mtr | 6200000 | 0000 | IDR | General | 6200000 | 12020 | Material | Y | N | N | ""
9489 | 424078-0000 | Dismantle Indoor Antenna | Dismantle Indoor Antenna | 2014-10-10 09:53:01 | 7800 | Pcs | 7000000 | 0000 | IDR | General | 0 | 12020 | Material | Y | N | N | ""
9488 | 424077-0000 | Dismantle Splitter/Coupler/Combiner | Dismantle Splitter/Coupler/Combiner | 2014-10-10 09:51:40 | 11400 | Pcs | 0 | 0000 | IDR | General | 0 | 12020 | Material | Y | N | N | ""
11778 | 221051-0000 | Dismantle Tower Emergency | Dismantle Tower Emergency | 2021-03-23 15:06:16 | 0 | Ls | 10500000 | 0000 | IDR | General | 0 | 0 | Material | N | N | N | ""
10672 | 129222-0000 | Dismantle Tower PLN 275 Kv | Dismantle the 275 KV PLN Tower | 2017-07-20 10:16:04 | 0 | Kg | 12200000 | 0000 | IDR | General | 0 | 0 | Material | N | N | N | ""
11050 | 129340-0000 | Dismantling Materials and Accessories Conductor | Dismantling Materials and Accessories Conductor | 2018-03-09 10:23:18 | 0 | Km | 40697674.42 | 0000 | IDR | General | 0 | 0 | Material | N | N | N | ""
11049 | 129339-0000 | Dismantling Materials and Accessories Tower | Dismantling Materials and Accessories Tower | 2018-03-09 10:22:07 | 0 | Twr | 1350 | 0000 | IDR | General | 0 | 0 | Material | N | N | N | ""
11051 | 129341-0000 | Dismantling Tower Foundations | Dismantling Tower Foundations | 2018-03-09 10:24:14 | 0 | Twr | 2500000 | 0000 | IDR | General | 0 | 0 | Material | N | N | N | ""
10427 | 810027-0000 | Divider 1-20 | Divider 1-20 | 2016-11-24 09:26:01 | 0 | Pcs | 26700 | 0000 | IDR | General | 0 | 0 | Material | N | N | N | ""
10426 | 810026-0000 | Divider 1-31 | Divider 1-31 | 2016-11-24 09:25:26 | 0 | Pcs | 27750 | 0000 | IDR | General | 0 | 0 | Material | N | N | N | ""
10099 | 323138-0000 | Documentation | Documentation | 2015-12-14 13:45:59 | 0 | lot | 20000 | 0000 | IDR | General | 0 | 0 | Material | N | N | N | ""
11122 | 313434-0000 | Dogbone damper TACSR 410 mm incl. Protection Rods | Dogbone damper TACSR 410 mm incl. Protection Rods | 2018-05-23 11:32:00 | 0 | Set | 650000 | 0000 | IDR | General | 0 | 0 | Material | N | N | N | ""
10417 | 211102-0000 | Dogbone Vibration Damper for ACSR 240/40 | Dogbone Vibration Damper for ACSR 240/40 | 2016-11-23 14:28:39 | 0 | Set | 279944 | 0000 | IDR | General | 0 | 0 | Material | N | N | N | ""
10418 | 211103-0000 | Dogbone Vibration Damper for OPGW 60 | Dogbone Vibration Damper for OPGW 60 | 2016-11-23 14:29:12 | 0 | Set | 180450 | 0000 | IDR | General | 0 | 0 | Material | N | N | N | ""
9387 | 313078-0000 | DOGBONE VIBRATION DAMPER GSW 55mm2 AS | DOGBONE VIBRATION DAMPER GSW 55mm2 AS | 2014-08-07 18:16:27 | 0 | Set | 292740 | 0000 | IDR | General | 16 | 11666 | Material | N | N | N | ""
8456 | 210045-0000 | Dogkrak | Dogkrak | 2013-09-10 14:35:37 | 0 | Set | 0 | 0000 | IDR | General | 0 | 11194 | Material | N | N | N | ""
9409 | 810006-0000 | Dokumen tender | Tender documents | 2014-08-27 15:22:43 | 0 | Ls | 12564000 | 0000 | IDR | General | 0 | 11684 | Material | N | N | N | ""
11396 | 111499-0000 | dolken | dolken | 2019-06-27 17:25:47 | 0 | btg | 45000 | 0000 | IDR | General | 0 | 0 | Material | N | N | N | ""
10279 | 620012-0000 | Domain and Hosting | Domain and Hosting | 2016-08-08 13:17:32 | 0 | Yr | 0 | 0000 |  | General | 0 | 0 | Material | N | N | N | ""
7437 | 410083-0000 | Dome Closure 12 core | Dome Closure 12 core |  | 0 | Set | 0 | Gener |  |  | 0 | 0 |  | N | N | N
7438 | 410084-0000 | Dome Closure 48 core | Dome Closure 48 core |  | 0 | Set | 0 | Gener |  |  | 0 | 0 |  | N | N | N
10184 | 413171-0000 | Dome Closure Joint Box - 24 Core | Dome Closure Joint Box - 24 Cores | 2016-05-10 10:08:24 | 0 | Set | 1206631 | 0000 | IDR | General | 0 | 0 | Material | N | N | N | ""
9479 | 820061-0000 | Donation | Donation | 2014-10-01 10:09:46 | 0 | Ls | 0 | 0000 | IDR | General | 0 | 11973 | Material | N | N | N | ""
11660 | 910001-0000 | Dongle Electronic | Electronic Dongle | 2020-09-21 12:51:47 | 0 | Pcs | 1500000 | 0000 | IDR | General | 0 | 0 | Material | N | N | N | ""
9589 | 211071-0000 | Dongyang Breaker Adapter Ste | Dongyang Breaker Adapter Ste | 2014-12-12 15:04:28 | 0 | Pcs | 200000 | 0000 | IDR | General | 200000 | 12200 | Material | N | N | N | ""
9588 | 211070-0000 | Dongyang Breaker Hydraulic Hose | Dongyang Hydraulic Hose Breaker | 2014-12-12 15:03:34 | 0 | Pcs | 1800000 | 0000 | IDR | General | 1800000 | 12200 | Material | N | N | N | ""
9573 | 211069-0000 | Dongyang Chisel Moil Point Type D90/06D-01 | Dongyang Chisel Moil Point Type D90/06D-01 | 2014-12-03 17:40:05 | 0 | Pcs | 5300000 | 0000 | IDR | General | 4851000 | 12158 | Material | N | N | N | ""
12124 | 211426-0000 | Door Seal | Door Seal | 2022-07-19 14:11:54 | 0 | Set | 700000 | 0000 | IDR | General | 0 | 0 | Material | N | N | N | ""
12569 | 313716-0000 | Door Switch | Door Switch | 2025-01-17 16:34:32 | 0 | Pcs | 52300 | 0000 | IDR | General | 0 | 0 | Material | N | N | N | ""
10435 | 211115-0000 | Double Eye Link | Double Eye Link | 2016-11-29 09:34:43 | 0 | Pcs | 0 | 0000 |  | General | 0 | 0 | Material | N | N | N | ""
11237 | 211188-0000 | Double head mesh shock for 29-38mm, PN C07.S.3 | Double head mesh shock for 29-38mm, PN C07.S.3 | 2019-01-18 15:49:46 | 0 | Pcs | 1700000 | 0000 | IDR | General | 0 | 0 | Material | N | N | N | ""
11389 | 611142-0000 | Double Landyard with Absorber | Double Landyard with Absorber | 2019-06-17 13:25:00 | 0 | Set | 120000 | 0000 | IDR | General | 0 | 0 | Material | N | N | N | ""
10511 | 610019-DNFG | Double Line Cart 400 MM SFS1-400 | Double Line Cart 400MM SFS1-400 | 2016-12-23 11:11:02 | 0 | Pcs | 7560000 | DNFG | IDR | Dong Fang | 0 | 0 | Material | N | N | N | ""
11541 | 211268-0000 | double naple | double naple | 2019-11-04 15:54:03 | 0 | Pcs | 10000 | 0000 | IDR | General | 0 | 0 | Material | N | N | N | ""
12707 | 313760-0000 | Double Pole Switch | Double Pole Switch | 2025-08-15 18:37:32 | 0 | Pcs | 22000 | 0000 | IDR | General | 0 | 0 | Material | N | N | N | ""
12323 | 313603-0000 | Double Suspension String Set 120 kN For Conductor 1 x ACSR 250mm2 | Double Suspension String Set 120 kN For Conductor 1 x ACSR 250mm2 | 2024-04-27 09:55:46 | 0 | Set | 2575044 | 0000 | IDR | General | 0 | 0 | Material | N | N | N | ""
10566 | 313264-0000 | Double suspension string set 120 kN with fog type (string set min. 240 KN) | Double suspension string set 120 kN with fog type (string set min. 240 KN) | 2017-03-27 17:19:41 | 0 | Set | 2832824.86 | 0000 | IDR | General | 0 | 0 | Material | N | N | N | ""
10916 | 211138-0000 | Double Suspension String Set for ACSR Hawk 240/40 sqmm | Double Suspension String Set for ACSR Hawk 240/40 sqmm | 2017-08-04 17:38:57 | 0 | Set | 2077977 | 0000 | IDR | General | 0 | 0 | Material | N | N | N | ""
10078 | 313214-0000 | Double tape | Double-sided tape | 2015-11-30 15:15:55 | 0 | Pcs | 12040.54 | 0000 | IDR | General | 0 | 0 | Material | N | N | N | ""
9390 | 313081-0000 | Double Tension l x ACSR 240/40, 16 mm Couple | Double Tension l x ACSR 240/40, 16 mm Couple | 2014-08-07 19:12:47 | 0 | Set | 1890510 | 0000 | IDR | General | 199.03 | 11666 | Material | N | N | N | ""
11630 | 313511-0000 | Double tension set for ACCC Lisbon 310 mm, deand end clamp, arching horn, w/o disk insulator | Double tension set for ACCC Lisbon 310 mm, head and end clamp, arching horn, w/o disk insulator | 2020-07-22 15:40:08 | 0 | Set | 10930725 | 0000 | IDR | General | 0 | 0 | Material | N | N | N | ""
9606 | 313105-0000 | Double tension string 120kN min 4250mm creepage distance for HTLS 2x1000A (ACCC) | Double tension string 120kN min 4250mm creepage distance for HTLS 2x1000A (ACCC) | 2015-01-27 13:29:16 | 0 | Set | 0 | 0000 | USD | General | 0 | 12510 | Material | N | N | N | ""
9928 | 313179-0000 | Double Tension String for Conductor 2xTACSR 410 UTS 210kN | Double Tension String for Conductor 2xTACSR 410 UTS 210kN | 2015-06-19 16:00:40 | 0 | Set | 3982825 | 0000 | IDR | General | 0 | 0 | Material | N | N | N | ""
12325 | 313605-0000 | Double Tension String Set 120 kN For Conductor 1 x ACSR 250mm2 | Double Tension String Set 120 kN For Conductor 1 x ACSR 250mm2 | 2024-04-27 10:15:08 | 0 | Set | 2316569 | 0000 | IDR | General | 0 | 0 | Material | N | N | N | ""
10567 | 313265-0000 | Double tension string set 120 kN with fog type (string set min. 240 KN) | Double tension string set 120 kN with fog type (string set min. 240 KN) | 2017-03-27 17:21:00 | 0 | Set | 3981763.67 | 0000 | IDR | General | 0 | 0 | Material | N | N | N | ""
11053 | 313398-0000 | Double tension string set 210 kN with fog type | Double tension string set 210 kN with fog type | 2018-03-09 10:29:31 | 0 | Set | 4171972.5 | 0000 | IDR | General | 0 | 0 | Material | N | N | N | ""
12381 | 313627-0000 | Double Tension string set for 2xAAC Lupine 1267 Sqmm, 120kN, w/o insulator, without turnbuckle, compression type | Double Tension string set for 2xAAC Lupine 1267 Sqmm, 120kN, w/o insulator, without turnbuckle, compression type | 2024-05-23 09:08:39 | 0 | Set | 4525825 | 0000 | IDR | General | 0 | 0 | Material | N | N | N | ""
10405 | 313254-0000 | Double Tension String Set for Conductor 240 / 40 mm2 | Double Tension String Set for Conductor 240 / 40 mm2 | 2016-11-15 10:26:52 | 0 | Set | 2580512 | 0000 | IDR | General | 0 | 0 | Material | N | N | N | ""
11828 | 211337-0000 | Double Tension Stringset for Conductor 2xTACSR 410 | Double Tension Stringset for Conductor 2xTACSR 410 | 2021-09-01 08:22:53 | 0 | Set | 4191265 | 0000 | IDR | General | 0 | 0 | Material | N | N | N | ""
11518 | 313487-0000 | Downlead Clamp | Downlead Clamp | 2019-09-23 20:59:19 | 0 | Pcs | 0 | 0000 |  | General | 0 | 0 | Material | N | N | N | ""
11026 | 313383-0000 | DOWNLEAD CLAMP for Tension OPGW 60 RHL | DOWNLEAD CLAMP for Tension OPGW 60 RHL | 2017-11-16 15:30:25 | 0 | Pcs | 150758 | 0000 | IDR | General | 0 | 150758 | Material | N | N | N | ""
9710 | 111339-0000 | Drainage | Drainage | 2015-02-02 18:58:13 | 0 | Mtr | 296875 | 0000 | IDR | General | 0 | 12502 | Material | N | N | N | ""
11476 | 129371-0000 | Drainase Air | Water Drainage | 2019-09-02 22:23:47 | 0 | Ml | 380000 | 0000 | IDR | General | 0 | 0 | Material | N | N | N | ""
11077 | 111482-0000 | driven pile 30x30 cm | driven pile 30x30 cm | 2018-03-22 11:53:02 | 0 | Mtr | 0 | 0000 |  | General | 0 | 0 | Material | N | N | N | ""
12390 | 129460-0000 | Driven Pile Dia 40 cm | Driven Pile Dia 40 cm | 2024-05-23 10:07:59 | 0 | Ml | 0 | 0000 |  | General | 0 | 0 | Material | N | N | N | ""
12346 | 111663-0000 | Driven Pile sq 30x30 cm (K-450, 8 dia 13) | Driven Pile sq 30x30 cm (K-450, 8 dia 13) | 2024-05-16 10:12:39 | 0 | Mtr | 290000 | 0000 | IDR | General | 0 | 0 | Material | N | N | N | ""
10495 | 611102-0000 | Drone | Drone | 2016-12-21 22:00:38 | 0 | Pcs | 15500000 | 0000 | IDR | General | 0 | 0 | Material | N | N | N | ""
9810 | 413134-0000 | Drop Cable 2 Core | Drop Cable 2 Core | 2016-06-16 15:37:00 | 0 | Mtr | 3025 | 0000 | IDR | General | 3025 | 13322 | Material | N | N | N | ""
8455 | 210044-0000 | Drum Jack | Drum Jack | 2013-09-10 14:34:56 | 0 | Set | 0 | 0000 | IDR | General | 0 | 11194 | Material | N | N | N | ""
11917 | 611219-0000 | Drum Kaleng Dia.40cm | 40cm Diameter Tin Drum | 2021-09-29 15:09:04 | 0 | Unit | 80000 | 0000 | IDR | General | 0 | 0 | Material | N | N | N | ""
11836 | 111610-0000 | Drum Plastik 200 Liter | 200 Liter Plastic Drum | 2021-09-03 17:12:35 | 0 | Pcs | 229700 | 0000 | IDR | General | 0 | 0 | Material | N | N | N | ""
10451 | 610001-SAIN | Drum Stand | Drum Stand | 2016-12-21 20:41:06 | 0 | Set | 9000000 | SAIN | IDR | Sahabat Indonesia | 0 | 0 | Material | N | N | N | ""
10034 | 410073-PACI | Dualband Combiner Din-F type for 2G & 3G | Dualband Combiner Din-F type for 2G & 3G | 2015-10-28 10:21:38 | 0 | Pcs | 2237891.25 | PACI | IDR | PACIFIC WAVE | 0 | 0 | Material | N | N | N | ""
10033 | 410003-COMB | Dualband Combiner Din-f Type for LTE | Dualband Combiner Din-f Type for LTE | 2015-10-28 10:07:40 | 0 | Pcs | 4172910 | COMB | IDR | COMBA | 0 | 0 | Material | N | N | N | ""
9140 | 410002-Whub | Dualband Combiner, CH1 1800Mhz,CH2 2100Mhz | Dualband Combiner, CH1 1800Mhz,CH2 2100Mhz | 2014-04-18 06:53:34 | 0 | Pcs | 260 | Whub | USD | Winhub | 260 | 11313 | Material | N | N | N | ""
7415 | 410066-PACI | Dualband Combiner, CH1=1800Mhz,CH2=2100Mhz | Dualband Combiner, CH1=1800Mhz,CH2=2100Mhz |  | 0 | Pcs | 3328250 | Pacif | IDR |  | 250 | 0 |  | N | N | N
7414 | 410065-PACI | Dualband Combiner, CH1=900Mhz,CH2=1800Mhz | Dualband Combiner, CH1=900Mhz,CH2=1800Mhz |  | 0 | Pcs | 250 | Pacif | USD |  | 250 | 0 |  | N | N | N
9504 | 413098-0000 | Duct PVC/HDPE | PVC/HDPE Duct | 2016-02-05 10:23:06 | 0 | Btg | 0 | 0000 | IDR | General | 0 | 12210 | Material | N | N | N | ""
12711 | 413217-0000 | Dudukan LSA 10 baris stainless | Stainless 10-row LSA mount | 2025-09-04 16:55:47 | 0 | Set | 40000 | 0000 | IDR | General | 0 | 0 | Material | N | N | N | ""
9138 | 413056-0000 | Dummy Load 10 Watt Din(m) | Dummy Load 10 Watt Din(m) | 2014-04-18 06:38:20 | 0 | Pcs | 35 | 0000 | USD | General | 35 | 11313 | Material | N | N | N | ""
9123 | 413053-0000 | Dummy Load 10 Watt N(m) | Dummy Load 10 Watt N(m) | 2014-09-05 14:33:39 | 0 | Pcs | 40 | 0000 | USD | General | 40 | 11510 | Material | N | N | N | ""
9466 | 413092-0000 | Dummy Load 25 Watt N(m) | Dummy Load 25 Watt N(m) | 2014-09-05 14:35:29 | 0 | Pcs | 64 | 0000 | USD | General | 64 | 11694 | Material | N | N | N | ""
9586 | 413118-0000 | Dummy Load 30 Watt N(m) | Dummy Load 30 Watt N(m) | 2016-03-02 09:28:01 | 0 | Pcs | 0 | 0000 | IDR | General | 864000 | 13407 | Material | N | N | N | ""
9122 | 413052-0000 | Dummy Load 5 Watt N(m) | Dummy Load 5 Watt N(m) | 2014-09-05 14:34:20 | 0 | Pcs | 25 | 0000 | USD | General | 24 | 11510 | Material | N | N | N | ""
9137 | 413055-0000 | Dummy Load 50 Watt Din(m) | Dummy Load 50 Watt Din(m) | 2014-04-18 06:36:41 | 0 | Pcs | 736576 | 0000 | IDR | General | 70 | 11313 | Material | N | N | N | ""
9142 | 413057-0000 | Dummy Load 50 Watt N(m) | Dummy Load 50 Watt N(m) | 2014-09-05 14:33:12 | 0 | Pcs | 850000 | 0000 | IDR | General | 85 | 11313 | Material | N | N | N | ""
11804 | 710007-0000 | Dump Truck | Dump Truck | 2021-06-11 21:30:56 | 0 | Unit | 0 | 0000 |  | General | 0 | 0 | Material | N | N | N | ""
10466 | 610008-DNFG | Dupont Rope 8 MM | Dupont Rope 8 MM | 2016-12-21 21:05:30 | 0 | Mtr | 6800 | DNFG | IDR | Dong Fang | 0 | 0 | Material | N | N | N | ""
10465 | 610007-DNFG | Dupont Rope D 16 mm | Dupont Rope D 16 mm | 2016-12-21 21:03:06 | 0 | Mtr | 12750 | DNFG | IDR | Dong Fang | 0 | 0 | Material | N | N | N | ""
7646 | 310040-0000 | Duradus Indoor | Duradus Indoor |  | 0 | Pcs | 0 | Gener | "" | "" | 0 | 0 | Material | N | N | N
7647 | 310041-0000 | Duradus Outdoor | Duradus Outdoor |  | 0 | Pcs | 13000 | Gener | IDR | "" | 0 | 0 | Material | N | N | N
11673 | 313527-0000 | DVR 16 Channel | 16 Channel DVR | 2020-10-02 11:10:34 | 0 | Pcs | 3320000 | 0000 | IDR | General | 0 | 0 | Material | N | N | N | ""
12553 | 460001-0000 | DVR 8 channel | 8-channel DVR | 2025-01-09 09:54:15 | 0 | Unit | 0 | 0000 |  | General | 0 | 0 | Material | N | N | N | ""
12422 | 211474-0000 | Dynabolt M10 ( Bolt & Nut ) Length 60mm | Dynabolt M10 (Bolt & Nut) Length 60mm | 2024-07-28 16:05:14 | 0 | Pcs | 3000 | 0000 | IDR | General | 0 | 0 | Material | N | N | N | ""
8712 | 211031-0000 | Dynabolt M12 ( Bolt & Nut ) | Dynabolt M12 (Bolt & Nut) | 2013-10-23 10:13:54 | 0 | Pcs | 1711.71 | 0000 | IDR | General | 3000 | 11366 | Material | N | N | N | ""
9198 | 211043-0000 | Dynabolt M6x5 | Dynabolt M6x5 | 2018-04-17 15:09:47 | 0 | Pcs | 2000 | 0000 | IDR | General | 4500 | 13828 | Material | N | N | N | ""
12724 | 413222-0000 | E1 Interface Module for SDH Multiplexer (incl. cables) | E1 Interface Module for SDH Multiplexer (incl. cables) | 2025-09-29 17:27:06 | 0 | Set | 38200000 | 0000 | IDR | General | 0 | 0 | Material | N | N | N | ""
10758 | 620017-0000 | Ear Plug | Ear Plug | 2017-08-03 19:17:51 | 0 | Pcs | 35000 | 0000 | IDR | General | 0 | 0 | Material | N | N | N | ""
8810 | 313041-0000 | Earth Conductor Suspension Clamp for ACSR / AS 240/40 mm2 | Earth Conductor Suspension Clamp for ACSR / AS 240/40 mm2 | 2013-12-16 16:52:51 | 0 | Set | 0 | 0000 | IDR | General | 0 | 11916 | Material | N | N | N | ""
8811 | 313042-0000 | Earth Conductor Tension Clamp for ACSR / AS 240/40 mm2 | Earth Conductor Tension Clamp for ACSR / AS 240/40 mm2 | 2013-12-16 16:58:20 | 0 | Set | 0 | 0000 | IDR | General | 0 | 11916 | Material | N | N | N | ""
10487 | 610013-DNFG | Earth Drill, SDZ5, 50kN | Earth Drill, SDZ5, 50kN | 2016-12-21 21:50:42 | 0 | Pcs | 774350 | DNFG | IDR | Dong Fang | 0 | 0 | Material | N | N | N | ""
11515 | 313484-0000 | Earth End Arching Horn | Earth End Arching Horn | 2019-09-23 20:57:18 | 0 | Pcs | 163583 | 0000 | IDR | General | 0 | 0 | Material | N | N | N | ""
8545 | 313021-0000 | Earth Wire Tension String for GSW 55 mm2 | Earth Wire Tension String for GSW 55 mm2 | 2016-11-15 10:15:53 | 0 | Set | 0 | 0000 | IDR | General | 0 | 11132 | Material | N | N | N | ""
12358 | 211465-0000 | Earth Wire Tension String For GSW 70 mm2 | Earth Wire Tension String For GSW 70 mm2 | 2024-05-17 20:24:06 | 0 | Set | 0 | 0000 |  | General | 0 | 0 | Material | N | N | N | ""
12361 | 313623-0000 | Earth Wire Tension String For GSW 75 mm2 | Earth Wire Tension String For GSW 75 mm2 | 2024-05-17 21:39:00 | 0 | Mtr | 0 | 0000 |  | General | 0 | 0 | Material | N | N | N | ""
12362 | 211467-0000 | Earth Wire Tension String For GSW 75 mm2 | Earth Wire Tension String For GSW 75 mm2 | 2024-05-17 21:40:29 | 0 | Set | 1765000 | 0000 | IDR | General | 0 | 0 | Material | N | N | N | ""
10400 | 313249-0000 | Earth Wire Tension String for OPGW 60 mm2 | Earth Wire Tension String for OPGW 60 mm2 | 2016-11-15 10:23:13 | 0 | Set | 686250 | 0000 | IDR | General | 0 | 0 | Material | N | N | N | ""
12074 | 313569-0000 | Earthing / Grounding Grid | Earthing / Grounding Grid | 2022-01-27 16:37:13 | 0 | Set | 70000 | 0000 | IDR | General | 0 | 0 | Material | N | N | N | ""
8551 | 313027-0000 | Earthing angle comprising 4 sets of galvanized steel | Earthing angle consisting of 4 sets of galvanized steel | 2013-10-03 17:21:49 | 0 | Set | 280000 | 0000 | IDR | General | 0 | 11132 | Material | N | N | N | ""
11091 | 313417-0000 | Earthing angle comprising of galvanized steel, lead wire, including all clamps | Earthing angle consisting of galvanized steel, lead wire, including all clamps | 2018-04-05 17:54:18 | 0 | Set | 0 | 0000 |  | General | 0 | 0 | Material | N | N | N | ""
11678 | 211312-0000 | Earthing Blades DS Bus Type T | Earthing Blades DS Bus Type T | 2020-10-06 20:19:41 | 0 | Set | 14821065.99 | 0000 | IDR | General | 0 | 0 | Material | N | N | N | ""
11679 | 211313-0000 | Earthing Blades DS Bus Type Y | Earthing Blades DS Bus Type Y | 2020-10-06 20:22:29 | 0 | Set | 13774873.1 | 0000 | IDR | General | 0 | 0 | Material | N | N | N | ""
10439 | 211119-0000 | Earthing Block | Earthing Block | 2016-11-29 09:38:39 | 0 | Pcs | 0 | 0000 |  | General | 0 | 0 | Material | N | N | N | ""
9629 | 313112-0000 | Earthing Grid | Earthing Grid | 2015-02-02 16:05:31 | 0 | bay | 75000000 | 0000 | IDR | General | 0 | 12502 | Material | N | N | N | ""
9724 | 323055-0000 | Earthing Grid | Earthing Grid | 2015-02-03 09:41:05 | 0 | bay | 7550000 | 0000 | IDR | General | 0 | 12502 | Material | N | N | N | ""
10568 | 313266-0000 | Earthwire conductor vibration damper for AS 70 mm2 | Earthwire conductor vibration damper for AS 70 mm2 | 2017-03-27 17:23:29 | 0 | Set | 320600 | 0000 | IDR | General | 0 | 0 | Material | N | N | N | ""
12332 | 313612-0000 | Earthwire conductor vibration damper for AS 75 mm2 | Earthwire conductor vibration damper for AS 75 mm2 | 2024-04-27 10:29:14 | 0 | Set | 204141 | 0000 | IDR | General | 0 | 0 | Material | N | N | N | ""
11625 | 313508-0000 | Earthwire conductor vibration damper for OPGW 100 mm2 | Earthwire conductor vibration damper for OPGW 100 mm2 | 2020-05-30 17:42:52 | 0 | Pcs | 396250 | 0000 | IDR | General | 0 | 0 | Material | N | N | N | ""
8550 | 313026-0000 | Earthwire conductor vibration damper for OPGW 60 mm2. | Earthwire conductor vibration damper for OPGW 60 mm2. | 2013-10-03 17:17:17 | 0 | Pcs | 255840 | 0000 | IDR | General | 260350 | 11132 | Material | N | N | N | ""
10569 | 313267-0000 | Earthwire conductor vibration damper for OPGW 70 mm2 | Earthwire conductor vibration damper for OPGW 70 mm2 | 2017-03-27 17:24:43 | 0 | Set | 338800 | 0000 | IDR | General | 0 | 0 | Material | N | N | N | ""
12327 | 313607-0000 | Earthwire conductor vibration damper for OPGW 75mm2 | Earthwire conductor vibration damper for OPGW 75mm2 | 2024-04-27 10:21:02 | 0 | Set | 157569 | 0000 | IDR | General | 0 | 0 | Material | N | N | N | ""
11121 | 313433-0000 | Earthwire double tension AS 70 mm2 | Earthwire double tension AS 70 mm2 | 2018-05-23 11:29:49 | 0 | Set | 1804400 | 0000 | IDR | General | 0 | 0 | Material | N | N | N | ""
11212 | 211185-0000 | EARTHWIRE SINGLE TENSION GSW 55mm2, W/CDE, TBCL | EARTHWIRE SINGLE TENSION GSW 55mm2, W/CDE, TBCL | 2018-12-03 10:26:02 | 0 | Set | 419297 | 0000 | IDR | General | 0 | 0 | Material | N | N | N | ""
10570 | 313268-0000 | Earthwire suspension clamps for AS 70 mm2 | Earthwire suspension clamps for AS 70 mm2 | 2017-03-27 17:26:52 | 0 | Set | 850040.1 | 0000 | IDR | General | 0 | 0 | Material | N | N | N | ""
12329 | 313609-0000 | Earthwire suspension clamps for AS 75 mm2 | Earthwire suspension clamps for AS 75 mm2 | 2024-04-27 10:24:49 | 0 | Set | 567790 | 0000 | IDR | General | 0 | 0 | Material | N | N | N | ""
9384 | 313075-0000 | Earthwire Suspension Clamps for GSW 55 mm AS, including Rods | Earthwire Suspension Clamps for GSW 55 mm AS, including Rods | 2014-08-07 18:08:25 | 0 | Set | 580560 | 0000 | IDR | General | 48.95 | 11666 | Material | N | N | N | ""
10571 | 313269-0000 | Earthwire suspension clamps for OPGW 70 mm2 | Earthwire suspension clamps for OPGW 70 mm2 | 2017-03-27 17:28:37 | 0 | Set | 330719 | 0000 | IDR | General | 0 | 0 | Material | N | N | N | ""
12328 | 313608-0000 | Earthwire suspension clamps for OPGW 75 mm2 | Earthwire suspension clamps for OPGW 75 mm2 | 2024-04-27 10:23:42 | 0 | Set | 971026 | 0000 | IDR | General | 0 | 0 | Material | N | N | N | ""
8558 | 313034-0000 | Earthwire suspension clamps for Optical Ground Wire (OPGW) 60 mm2 | Earthwire suspension clamps for Optical Ground Wire (OPGW) 60 mm2 | 2013-10-04 00:01:03 | 0 | Set | 782280 | 0000 | IDR | General | 967400 | 11132 | Material | N | N | N | ""
10420 | 211105-0000 | Earthwire Suspension for GSW 55 | Earthwire Suspension for GSW 55 | 2016-11-23 14:31:45 | 0 | Set | 259250 | 0000 | IDR | General | 0 | 0 | Material | N | N | N | ""
10572 | 313270-0000 | Earthwire tension clamps for AS 70 mm2 | Earthwire tension clamps for AS 70 mm2 | 2017-03-27 17:31:06 | 0 | Set | 1900820 | 0000 | IDR | General | 0 | 0 | Material | N | N | N | ""
12331 | 313611-0000 | Earthwire tension clamps for AS 75 mm2 | Earthwire tension clamps for AS 75 mm2 | 2024-04-27 10:27:22 | 0 | Set | 592675 | 0000 | IDR | General | 0 | 0 | Material | N | N | N | ""
8557 | 313033-0000 | Earthwire tension clamps for GSW 55 mm2 | Earthwire tension clamps for GSW 55 mm2 | 2013-10-04 00:00:12 | 0 | Set | 408425 | 0000 | IDR | General | 0 | 11132 | Material | N | N | N | ""
9385 | 313076-0000 | Earthwire Tension Clamps for GSW 55 mm2 AS | Earthwire Tension Clamps for GSW 55 mm2 US | 2014-09-17 13:48:24 | 0 | Set | 522750 | 0000 | IDR | General | 33.95 | 11666 | Material | N | N | N | ""
12359 | 211466-0000 | Earthwire tension clamps for GSW 75 mm2 | Earthwire tension clamps for GSW 75 mm2 | 2024-05-17 20:29:01 | 0 | Set | 0 | 0000 |  | General | 0 | 0 | Material | N | N | N | ""
10573 | 313271-0000 | Earthwire tension clamps for OPGW 70 mm2 | Earthwire tension clamps for OPGW 70 mm2 | 2017-03-27 17:33:19 | 0 | Set | 1209792 | 0000 | IDR | General | 0 | 0 | Material | N | N | N | ""
12330 | 313610-0000 | Earthwire tension clamps for OPGW 75 mm2 | Earthwire tension clamps for OPGW 75 mm2 | 2024-04-27 10:26:30 | 0 | Set | 972191 | 0000 | IDR | General | 0 | 0 | Material | N | N | N | ""
8559 | 313035-0000 | Earthwire tension clamps for Optical Ground Wire (OPGW) 60 mm2 | Earthwire tension clamps for Optical Ground Wire (OPGW) 60 mm2 | 2013-10-04 00:01:54 | 0 | Set | 1581780 | 0000 | IDR | General | 879500 | 11132 | Material | N | N | N | ""
10423 | 211108-0000 | Earthwire Tension for OPGW 60 RHL | Earthwire Tension for OPGW 60 RHL | 2016-11-23 14:34:56 | 0 | Set | 0 | 0000 |  | General | 0 | 0 | Material | N | N | N | ""
10989 | 313378-0000 | Earthwire tension set for GSW 55SQmm, 70kN, bolted type | Earthwire tension set for GSW 55SQmm, 70kN, bolted type | 2017-09-26 11:59:58 | 0 | Set | 26.91 | 0000 | USD | General | 0 | 13226 | Material | N | N | N | ""
10943 | 611110-0000 | ECM ( Engine Control Module ) | ECM (Engine Control Module) | 2017-09-11 16:52:22 | 0 | Pcs | 14500000 | 0000 | IDR | General | 0 | 0 | Material | N | N | N | ""
12385 | 313631-0000 | Elbow Connector for 1 x AAC 1267sqmm To Terminal Pad 150x150 | Elbow Connector for 1 x AAC 1267sqmm To Terminal Pad 150x150 | 2024-05-23 09:29:50 | 0 | Pcs | 843200 | 0000 | IDR | General | 0 | 0 | Material | N | N | N | ""
12384 | 313630-0000 | Elbow Connector for 1 x AAC 1267sqmm To Terminal Pad 200x200 | Elbow Connector for 1 x AAC 1267sqmm To Terminal Pad 200x200 | 2024-05-23 09:27:10 | 0 | Pcs | 906525 | 0000 | IDR | General | 0 | 0 | Material | N | N | N | ""
12833 | 313831-0000 | Elbow Connector for 1 x TAL 660sqmm To Terminal Pad 100x100x20T | Elbow Connector for 1 x TAL 660sqmm To Terminal Pad 100x100x20T | 2025-12-07 12:06:30 | 0 | Pcs | 626850 | 0000 | IDR | General | 0 | 0 | Material | N | N | N | ""
12832 | 313830-0000 | Elbow Connector for 1 x TAL 660sqmm To Terminal Pad 150x150x20T | Elbow Connector for 1 x TAL 660sqmm To Terminal Pad 150x150x20T | 2025-12-07 11:41:29 | 0 | Pcs | 784350 | 0000 | IDR | General | 0 | 0 | Material | N | N | N | ""
12337 | 313617-0000 | Elbow Connector for 1 x TAL 850sqmm To Terminal Pad | Elbow Connector for 1 x TAL 850sqmm To Terminal Pad | 2024-04-27 18:21:53 | 0 | Pcs | 1271700 | 0000 | IDR | General | 0 | 0 | Material | N | N | N | ""
12339 | 313619-0000 | Elbow Connector for 1 x TAL 850sqmm To Terminal Pad 100x100 | Elbow Connector for 1 x TAL 850sqmm To Terminal Pad 100x100 | 2024-04-27 18:44:17 | 0 | Pcs | 691594 | 0000 | IDR | General | 0 | 0 | Material | N | N | N | ""
12847 | 313843-0000 | Elbow Connector for 1 x TAL 850sqmm To Terminal Pad 100x100x20T | Elbow Connector for 1 x TAL 850sqmm To Terminal Pad 100x100x20T | 2025-12-11 19:08:35 | 0 | Pcs | 691594 | 0000 | IDR | General | 0 | 0 | Material | N | N | N | ""
12849 | 313845-0000 | Elbow Connector for 1 x TAL 850sqmm To Terminal Pad 125x125x20T | Elbow Connector for 1 x TAL 850sqmm To Terminal Pad 125x125x20T | 2025-12-12 06:18:14 | 0 | Pcs | 932217 | 0000 | IDR | General | 0 | 0 | Material | N | N | N | ""
12846 | 313842-0000 | Elbow Connector for 1 x TAL 850sqmm To Terminal Pad 150x150x20T | Elbow Connector for 1 x TAL 850sqmm To Terminal Pad 150x150x20T | 2025-12-11 19:07:56 | 0 | Pcs | 0 | 0000 |  | General | 0 | 0 | Material | N | N | N | ""
12338 | 313618-0000 | Elbow Connector for 1 x TAL 850sqmm To Terminal Pad 200x100 | Elbow Connector for 1 x TAL 850sqmm To Terminal Pad 200x100 | 2024-04-27 18:43:07 | 0 | Pcs | 775036 | 0000 | IDR | General | 0 | 0 | Material | N | N | N | ""
12817 | 313815-0000 | Elbow Connector for 2 x TAL 660sqmm To Terminal Pad 150x150x20T | Elbow Connector for 2 x TAL 660sqmm To Terminal Pad 150x150x20T | 2025-12-07 10:05:26 | 0 | Pcs | 998100 | 0000 | IDR | General | 0 | 0 | Material | N | N | N | ""
12816 | 313814-0000 | Elbow Connector for 2 x TAL 660sqmm To Terminal Pad 200x100x20T | Elbow Connector for 2 x TAL 660sqmm To Terminal Pad 200x100x20T | 2025-12-07 10:00:31 | 0 | Pcs | 989100 | 0000 | IDR | General | 0 | 0 | Material | N | N | N | ""
12829 | 313827-0000 | Elbow Connector for 2 x TAL 850sqmm To Terminal Pad 150x150x20T | Elbow Connector for 2 x TAL 850sqmm To Terminal Pad 150x150x20T | 2025-12-07 11:24:20 | 0 | Pcs | 0 | 0000 |  | General | 0 | 0 | Material | N | N | N | ""
12826 | 313824-0000 | Elbow Connector for 2 x TAL 850sqmm To Terminal Pad 200x100x20T | Elbow Connector for 2 x TAL 850sqmm To Terminal Pad 200x100x20T | 2025-12-07 11:02:03 | 0 | Pcs | 1071900 | 0000 | IDR | General | 0 | 0 | Material | N | N | N | ""
7689 | 210020-0000 | Elbow Pipa PVC 1.5 inch | 1.5 inch PVC Pipe Elbow |  | 0 | Pcs | 2702.7 | Gener | IDR | "" | 0 | 0 | Material | N | N | N
7688 | 210019-0000 | Elbow Pipa PVC 2 inch | 2 inch PVC Pipe Elbow |  | 0 | Pcs | 10000 | Gener | IDR | "" | 0 | 0 | Material | N | N | N
7690 | 210021-RUCC | Elbow Pipa PVC 2 inch | 2 inch PVC Pipe Elbow |  | 0 | Pcs | 17000 | RUCIK | IDR | "" | 0 | 0 | Material | N | N | N
7691 | 210022-RUCC | Elbow Pipa PVC 4 inch | 4 inch PVC Pipe Elbow |  | 0 | Pcs | 30631 | RUCIK | IDR | "" | 0 | 0 | Material | N | N | N
11577 | 211273-0000 | Elbow pvc 3 invh | 3 inch pvc elbow | 2020-02-11 14:12:25 | 0 | Pcs | 45000 | 0000 | IDR | General | 0 | 0 | Material | N | N | N | ""
11579 | 211275-0000 | elbow pvc 3/4 inch | 3/4 inch PVC elbow | 2020-02-11 14:15:39 | 0 | Pcs | 4000 | 0000 | IDR | General | 0 | 0 | Material | N | N | N | ""
12586 | 111682-0000 | Elbow PVC 6 inch | 6 inch PVC elbow | 2025-02-12 14:20:30 | 0 | Pcs | 158000 | 0000 | IDR | General | 0 | 0 | Material | N | N | N | ""
12588 | 211485-0000 | Elbow PVC 6 inch | 6 inch PVC elbow | 2025-02-12 14:22:32 | 0 | Pcs | 0 | 0000 |  | General | 0 | 0 | Material | N | N | N | ""
7638 | 310032-UNIB | Electrical Tape (Black) | Electrical Tape (Black) |  | 0 | Pcs | 9000 | Unibe | IDR | "" | 6000 | 0 | Material | N | N | N
7656 | 310050-0000 | Electrical Tape (Color) | Electrical Tape (Color) |  | 0 | Pcs | 0 | Gener | "" | "" | 0 | 0 | Material | N | N | N
10224 | 611052-0000 | Electricity Cost | Electricity Cost | 2016-07-14 14:41:23 | 0 | Mth | 23880299 | 0000 | IDR | General | 0 | 0 | Material | N | N | N | ""
11866 | 611212-0000 | Electro Motor 15 HP | 15 HP Electro Motor | 2021-09-19 15:43:13 | 0 | Unit | 8453250 | 0000 | IDR | General | 0 | 0 | Material | N | N | N | ""
12096 | 611301-0000 | Electro Motor 5 HP | 5 HP Electro Motor | 2022-05-12 17:21:23 | 0 | Unit | 4100000 | 0000 | IDR | General | 0 | 0 | Material | N | N | N | ""
12195 | 820115-0000 | Elektrokardiogram | Electrocardiogram | 2023-03-15 19:16:52 | 0 | ea | 105000 | 0000 | IDR | General | 0 | 0 | Material | N | N | N | ""
10697 | 111447-0000 | Ember plastik | Plastic bucket | 2017-08-02 10:11:21 | 0 | Pcs | 15000 | 0000 | IDR | General | 0 | 0 | Material | N | N | N | ""
12789 | 111711-0000 | Emergency Shower & Eyewash | Emergency Shower & Eyewash | 2025-11-22 23:20:25 | 0 | Unit | 0 | 0000 |  | General | 0 | 0 | Material | N | N | N | ""
11885 | 211363-0000 | End Cap Adapter Galvanize | Galvanized End Cap Adapter | 2021-09-23 20:30:50 | 0 | Pcs | 283920 | 0000 | IDR | General | 0 | 0 | Material | N | N | N | ""
12587 | 211484-0000 | End Cap PVC 6 inch | 6 inch PVC End Cap | 2025-02-12 14:21:21 | 0 | Pcs | 0 | 0000 |  | General | 0 | 0 | Material | N | N | N | ""
11637 | 313518-0000 | End Section Terminal Block 4/6 | End Section Terminal Block 4/6 | 2020-07-28 16:18:12 | 0 | Pcs | 6440 | 0000 | IDR | General | 0 | 0 | Material | N | N | N | ""
11638 | 313519-0000 | End Section Terminal Block 6/8 | End Section Terminal Block 6/8 | 2020-07-28 16:19:36 | 0 | Pcs | 8798 | 0000 | IDR | General | 0 | 0 | Material | N | N | N | ""
12334 | 313614-0000 | Energy Meter For Monitoring Power In and Out on the OHL | Energy Meter For Monitoring Power In and Out on the OHL | 2024-04-27 12:06:45 | 0 | Unit | 75000000 | 0000 | IDR | General | 0 | 0 | Material | N | N | N | ""
12335 | 313615-0000 | Energy Meter For Monitoring Power In and Out on the OHL 150 kV | Energy Meter For Monitoring Power In and Out on the OHL 150 kV | 2024-04-27 13:00:29 | 0 | Unit | 75000000 | 0000 | IDR | General | 0 | 0 | Material | N | N | N | ""
10763 | 323186-0000 | ENERGY METER FOR TRANSFORMER | Energy Meter for Transformer | 2017-08-03 19:24:38 | 0 | Set | 240425000 | 0000 | IDR | General | 0 | 0 | Material | N | N | N | ""
9666 | 313149-0000 | Energy Meter Panel consist of 1 sets Electronic Meter class 0.2 for 150 kV OHL feeder 2 stes, future line 0 set and for 20 kV Incoming 0 set, including Ethernet switch for connection to WAN | Energy Meter Panel consists of 1 set Electronic Meter class 0.2 for 150 kV OHL feeder 2 stes, future line 0 set and for 20 kV Incoming 0 set, including Ethernet switch for connection to WAN | 2015-02-03 16:25:15 | 0 | Set | 396079000 | 0000 | IDR | General | 15000 | 12502 | Material | N | N | N | ""
9762 | 323093-0000 | Energy Meter Panel consist of 1 sets Electronic Meter class 0.2 for 150 kV OHL feeder 2 stes, future line 0 set and for 20 kV Incoming 1 set (complete with 5 sets metering Per-Panel as required) including Ethernet switch for | Energy Meter Panel consists of 1 set Electronic Meter class 0.2 for 150 kV OHL feeder 2 stes, future line 0 set and for 20 kV Incoming 1 set (complete with 5 sets metering Per-Panel as required) including Ethernet switch for | 2015-02-03 14:15:47 | 0 | Set | 4576000 | 0000 | IDR | General | 0 | 12502 | Material | N | N | N | ""
12027 | 611286-0000 | Engine Gasoline 5.5 Hp | 5.5 Hp Gasoline Engine | 2022-01-09 16:26:49 | 0 | Unit | 2727272.73 | 0000 | IDR | General | 0 | 0 | Material | N | N | N | ""
11647 | 611172-0000 | Engine Oil Filter | Engine Oil Filter | 2020-08-25 13:26:06 | 0 | Pcs | 135000 | 0000 | IDR | General | 0 | 0 | Material | N | N | N | ""
12429 | 111673-0000 | Engsel Besi Pintu | Iron Door Hinges | 2024-08-09 14:57:29 | 0 | Pcs | 25000 | 0000 | IDR | General | 0 | 0 | Material | N | N | N | ""
8183 | 820009-0000 | Entertainment | Entertainment | 2013-07-11 10:28:56 | 0 | Ls | 220000 | 0000 | IDR | General | 0 | 9982 | Material | N | N | N | ""
8351 | 820011-0000 | Equipment Rent | Equipment Rental | 2013-08-05 11:39:42 | 0 | Ls | 4400000 | 0000 | IDR | General | 480000000 | 10270 | Material | N | N | N | ""
10346 | 221041-0000 | Erection All Risk | Erection All Risk | 2016-09-15 17:25:49 | 0 | Ls | 7940148 | 0000 | IDR | General | 0 | 0 | Material | N | N | N | ""
11445 | 129368-0000 | erection beam | erection beam | 2019-07-29 15:33:32 | 0 | Kg | 1000 | 0000 | IDR | General | 0 | 0 | Material | N | N | N | ""
11446 | 129369-0000 | erection gantry | erection gantry | 2019-07-29 15:34:26 | 0 | Kg | 1200 | 0000 | IDR | General | 0 | 0 | Material | N | N | N | ""
11959 | 221053-0000 | Erection Guyed Mast Tower | Erection of Guyed Mast Tower | 2021-10-24 22:45:56 | 0 | Kg | 1600 | 0000 | IDR | General | 0 | 0 | Material | N | N | N | ""
12125 | 611305-0000 | Erection JIB | Erection JIB | 2022-07-19 15:20:33 | 0 | Set | 12540950 | 0000 | IDR | General | 0 | 0 | Material | N | N | N | ""
11960 | 221054-0000 | Erection SST Lattice Tower | Erection of SST Lattice Tower | 2021-10-24 22:49:36 | 0 | Kg | 1300 | 0000 | IDR | General | 0 | 0 | Material | N | N | N | ""
12374 | 323222-0000 | Erection Steel Structure | Erection Steel Structure | 2024-05-19 14:32:05 | 0 | Kg | 1200 | 0000 | IDR | General | 0 | 0 | Material | N | N | N | ""
11583 | 323206-0000 | Erection Tower Emergency | Erection Tower Emergency | 2020-02-26 21:02:39 | 0 | Set | 9225000 | 0000 | IDR | General | 0 | 0 | Material | N | N | N | ""
10208 | 129144-0000 | Erection Tower T45 type EE | Erection Tower T45 type EE | 2016-05-30 16:50:36 | 0 | Kg | 1198 | 0000 | IDR | General | 0 | 0 | Material | N | N | N | ""
10209 | 129145-0000 | Erection Tower T46 type DDR4+3 | Erection Tower T46 type DDR4+3 | 2016-05-30 17:03:29 | 0 | Kg | 1198 | 0000 | IDR | General | 0 | 13488 | Material | N | N | N | ""
11033 | 129338-0000 | Erection Tower Transmission Line 150kV | Erection Tower Transmission Line 150kV | 2017-12-18 14:39:27 | 0 | Kg | 1250 | 0000 | IDR | General | 0 | 0 | Material | N | N | N | ""
8604 | 129027-0000 | Erection Tower Type AA - 3 | Erection Tower Type AA - 3 | 2016-09-08 17:12:01 | 0 | Kg | 1300 | 0000 | IDR | General | 0 | 11132 | Material | N | N | N | ""
8605 | 129028-0000 | Erection Tower Type AA + 0 | Erection Tower Type AA + 0 | 2016-09-08 17:12:55 | 0 | Kg | 1300 | 0000 | IDR | General | 0 | 11132 | Material | N | N | N | ""
8609 | 129032-0000 | Erection Tower Type AA + 12 | Erection Tower Type AA + 12 | 2016-09-08 17:17:49 | 0 | Kg | 1200 | 0000 | IDR | General | 0 | 11132 | Material | N | N | N | ""
8610 | 129033-0000 | Erection Tower Type AA + 15 | Erection Tower Type AA + 15 | 2016-09-08 17:18:49 | 0 | Kg | 1100 | 0000 | IDR | General | 0 | 11132 | Material | N | N | N | ""
8606 | 129029-0000 | Erection Tower Type AA + 3 | Erection Tower Type AA + 3 | 2016-09-08 17:13:51 | 0 | Kg | 1555 | 0000 | IDR | General | 0 | 11132 | Material | N | N | N | ""
8607 | 129030-0000 | Erection Tower Type AA + 6 | Erection Tower Type AA + 6 | 2016-09-08 17:15:04 | 0 | Kg | 1555 | 0000 | IDR | General | 0 | 11132 | Material | N | N | N | ""
8608 | 129031-0000 | Erection Tower Type AA + 9 | Erection Tower Type AA + 9 | 2016-09-08 17:16:59 | 0 | Kg | 1555 | 0000 | IDR | General | 0 | 11132 | Material | N | N | N | ""
8611 | 129034-0000 | Erection Tower Type BB - 3 | Erection Tower Type BB - 3 | 2016-09-08 17:21:14 | 0 | Kg | 0 | 0000 | IDR | General | 0 | 11132 | Material | N | N | N | ""
8612 | 129035-0000 | Erection Tower Type BB + 0 | Erection Tower Type BB + 0 | 2016-09-08 17:22:26 | 0 | Kg | 1550 | 0000 | IDR | General | 0 | 11132 | Material | N | N | N | ""
8615 | 129038-0000 | Erection Tower Type BB + 12 | Erection Tower Type BB + 12 | 2016-09-08 17:25:35 | 0 | Kg | 1555 | 0000 | IDR | General | 0 | 11132 | Material | N | N | N | ""
8616 | 129039-0000 | Erection Tower Type BB + 15 | Erection Tower Type BB + 15 | 2016-09-08 17:26:42 | 0 | Kg | 1550 | 0000 | IDR | General | 0 | 11132 | Material | N | N | N | ""
8613 | 129036-0000 | Erection Tower Type BB + 6 | Erection Tower Type BB + 6 | 2016-09-08 17:23:08 | 0 | Kg | 1555 | 0000 | IDR | General | 0 | 11132 | Material | N | N | N | ""
8614 | 129037-0000 | Erection Tower Type BB + 9 | Erection Tower Type BB + 9 | 2016-09-08 17:24:14 | 0 | Kg | 1555 | 0000 | IDR | General | 0 | 11132 | Material | N | N | N | ""
8618 | 129041-0000 | Erection Tower Type CC + 12 | Erection Tower Type CC + 12 | 2016-09-08 17:41:46 | 0 | Kg | 1555 | 0000 | IDR | General | 0 | 11132 | Material | N | N | N | ""
8619 | 129042-0000 | Erection Tower Type CC + 15 | Erection Tower Type CC + 15 | 2016-09-08 17:43:06 | 0 | Kg | 1555 | 0000 | IDR | General | 0 | 11132 | Material | N | N | N | ""
8617 | 129040-0000 | Erection Tower Type CC + 6 | Erection Tower Type CC + 6 | 2016-09-08 17:37:10 | 0 | Kg | 1550 | 0000 | IDR | General | 0 | 11132 | Material | N | N | N | ""
8620 | 129043-0000 | Erection Tower Type DD + 0 | Erection Tower Type DD + 0 | 2016-09-08 17:44:56 | 0 | Kg | 1200 | 0000 | IDR | General | 0 | 11132 | Material | N | N | N | ""
11639 | 413205-0000 | Ethernet Switch FO (SC) - UTP (RJ45) | Ethernet Switch FO (SC) - UTP (RJ45) | 2020-07-29 09:17:10 | 0 | Pcs | 10550000 | 0000 | IDR | General | 0 | 0 | Material | N | N | N | ""
12415 | 313642-0000 | Ethernet Switch for Inter-bay system | Ethernet Switch for Inter-bay system | 2024-07-16 17:28:31 | 0 | Set | 22659700 | 0000 | IDR | General | 0 | 0 | Material | N | N | N | ""
8767 | 611016-0000 | Ethernet Tester | Ethernet Tester | 2013-11-18 16:05:21 | 0 | Pcs | 0 | 0000 | IDR | General | 0 | 11116 | Material | N | N | N | ""
11073 | 129342-0000 | Excavation and back fill | Excavation and backfill | 2018-03-22 11:34:40 | 0 | M3 | 0 | 0000 |  | General | 0 | 0 | Material | N | N | N | ""
11429 | 313481-0000 | Exhaust fan Chemical type 200 CFM (Ceilling Mounted) | Exhaust fan Chemical type 200 CFM (Ceilling Mounted) | 2019-07-22 09:49:38 | 0 | Pcs | 373126 | 0000 | IDR | General | 0 | 0 | Material | N | N | N | ""
11428 | 313480-0000 | Exhaust fan Industrial type 1500 CFM (Wall Mounted) | Exhaust fan Industrial type 1500 CFM (Wall Mounted) | 2019-07-22 09:48:35 | 0 | Pcs | 1317263 | 0000 | IDR | General | 0 | 0 | Material | N | N | N | ""
11427 | 313479-0000 | Exhaust fan Industrial type 800 CFM (Wall Mounted) | Exhaust fan Industrial type 800 CFM (Wall Mounted) | 2019-07-22 09:47:53 | 0 | Pcs | 480000 | 0000 | IDR | General | 0 | 0 | Material | N | N | N | ""
12103 | 611302-0000 | Extension Drilling Rods 7/8 Inch Hex x 2 Ft | Extension Drilling Rods 7/8 Inch Hex x 2 Ft | 2022-06-21 07:48:03 | 0 | Pcs | 66.37 | 0000 | USD | General | 0 | 0 | Material | N | N | N | ""
12104 | 611303-0000 | Extension Drilling Rods 7/8 Inch Hex x 4 Ft | Extension Drilling Rods 7/8 Inch Hex x 4 Ft | 2022-06-21 07:49:07 | 0 | Pcs | 59.78 | 0000 | USD | General | 0 | 0 | Material | N | N | N | ""
11309 | 820102-0000 | External Audit | External Audit | 2019-03-05 15:14:40 | 0 | lot | 20000000 | 0000 | IDR | General | 0 | 0 | Material | N | N | N | ""
11528 | 313497-0000 | Eye CDE AS 70 sqmm | Eye CDE AS 70 sqmm | 2019-09-23 21:06:07 | 0 | Pcs | 737528 | 0000 | IDR | General | 0 | 0 | Material | N | N | N | ""
11236 | 211187-0000 | Eyed stocking grip dia 29-38mm, BL 160kN, PN C06.S.3 | Eyed stocking grip dia 29-38mm, BL 160kN, PN C06.S.3 | 2019-01-18 15:48:41 | 0 | Pcs | 1701000 | 0000 | IDR | General | 0 | 0 | Material | N | N | N | ""
11306 | 111495-0000 | Fabrikasi Tower | Tower Fabrication | 2019-03-01 00:14:37 | 0 | Kg | 23500 | 0000 | IDR | General | 0 | 0 | Material | N | N | N | ""
10953 | 323197-0000 | Factory Acceptance Test | Factory Acceptance Test | 2017-09-12 15:19:17 | 0 | lot | 28868000 | 0000 | IDR | General | 0 | 0 | Material | N | N | N | ""
11550 | 810090-0000 | fastrap helmet | fastrap helmet | 2019-11-22 16:16:05 | 0 | Pcs | 34000 | 0000 | IDR | General | 0 | 0 | Material | N | N | N | ""
11070 | 323204-0000 | FAT - SOGI - SAS | FAT - SOGI - SAS | 2018-03-20 11:07:57 | 0 | lot | 0 | 0000 |  | General | 0 | 0 | Material | N | N | N | ""
9154 | 611021-0000 | Fault Locator | Fault Locator | 2014-04-22 14:09:16 | 0 | Pcs | 448250000 | 0000 | IDR | General | 0 | 11313 | Material | N | N | N | ""
10581 | 111406-0000 | Fence BRC with H 1,90 m inculding barbedwire include foundations | Fence BRC with H 1.90 m including barbed wire including foundations | 2017-03-27 18:49:55 | 0 | Mtr | 513500 | 0000 | IDR | General | 0 | 0 | Material | N | N | N | ""
10440 | 211120-0000 | Fiber Armored 12 Core | Fiber Armored 12 Core | 2016-11-29 09:41:28 | 0 | Set | 0 | 0000 |  | General | 0 | 0 | Material | N | N | N | ""
10747 | 323184-0000 | FIBER OPTIC COMMUNICATION EQUPMENT | FIBER OPTIC COMMUNICATION EQUPMENT | 2017-08-03 19:06:00 | 0 | Set | 942032100 | 0000 | IDR | General | 0 | 0 | Material | N | N | N | ""
12598 | 413214-0000 | Fiber Optic Patch Cord Duplex, Single Mode 2 mm LC to LC | Fiber Optic Patch Cord Duplex, Single Mode 2 mm LC to LC | 2025-02-25 16:12:43 | 0 | Mtr | 0 | 0000 |  | General | 0 | 0 | Material | N | N | N | ""
8219 | 611015-0000 | Fiber Rodder | Fiber Rodder | 2013-07-18 11:47:48 | 0 | Mtr | 0 | 0000 | IDR | General | 0 | 9982 | Material | N | N | N | ""
9536 | 611037-0000 | Fiber Stripper | Fiber Stripper | 2014-11-04 17:23:40 | 0 | Pcs | 350000 | 0000 | IDR | General | 350000 | 12168 | Material | N | N | N | ""
8318 | 211021-0000 | Figure 8 HDPE Clamp OD 32 mm | Figure 8 HDPE Clamp OD 32 mm | 2013-08-01 11:06:41 | 0 | Pcs | 6500 | 0000 | IDR | General | 0 | 10101 | Material | N | N | N | ""
10102 | 211095-0000 | Figure 8 HDPE Clamp OD 9 mm | Figure 8 HDPE Clamp OD 9 mm | 2015-12-22 17:32:15 | 0 | Pcs | 0 | 0000 |  | General | 0 | 0 | Material | N | N | N | ""
9919 | 221029-0000 | Final check | Final check | 2015-06-19 15:05:29 | 0 | Set | 0 | 0000 |  | General | 0 | 0 | Material | N | N | N | ""
11586 | 611167-0000 | Fingerprint | Fingerprint | 2020-03-02 11:38:41 | 0 | Pcs | 1800000 | 0000 | IDR | General | 0 | 0 | Material | N | N | N | ""
7702 | 210033-0000 | Fire Extinguiser, Dry Chemical | Fire Extinguiser, Dry Chemical | 2016-07-26 16:59:49 | 0 | Set | 0 | Gener | "" | "" | 0 | 13103 | Material | N | N | N
9688 | 111322-0000 | Fire Wall For Trafo | Fire Wall for Transformer | 2015-02-02 18:29:55 | 0 | Unit | 49931130.86 | 0000 | IDR | General | 0 | 12502 | Material | N | N | N | ""
7672 | 210003-0000 | Fischer S 6 + sekrup | Fischer S 6 + screws | 2017-01-11 14:49:11 | 0 | Pcs | 0 | Gener | "" | "" | 800 | 13352 | Material | N | N | N
7671 | 210002-0000 | Fischer S 8 + sekrup | Fischer S 8 + screws |  | 0 | Pcs | 94000 | Gener | IDR | "" | 94000 | 0 | Material | N | N | N
10463 | 610006-TSE0 | Fixed Joints 8T | Fixed Joints 8T | 2016-12-21 20:59:53 | 0 | Pcs | 526890 | TSE0 | IDR | TSE | 0 | 0 | Material | N | N | N | ""
11799 | 211331-0000 | Flang JIS 10K 2 inch | JIS 10K 2 inch flange | 2021-06-10 21:40:49 | 0 | Pcs | 38700 | 0000 | IDR | General | 0 | 0 | Material | N | N | N | ""
11798 | 111602-0000 | Flange JIS 10K 3 inch | JIS 10K 3 inch Flange | 2021-06-10 21:38:56 | 0 | Pcs | 49500 | 0000 | IDR | General | 0 | 0 | Material | N | N | N | ""
8726 | 211036-0000 | flexible 20mm white | flexible 20mm white | 2013-10-28 18:19:05 | 0 | Rol | 10000 | 0000 | IDR | General | 185000 | 11099 | Material | N | N | N | ""
9437 | 313090-0000 | Flexible Anaconda 1 1/2 Inch | Flexible Anaconda 1 1/2 Inch | 2014-09-02 10:18:22 | 0 | Mtr | 0 | 0000 | IDR | General | 0 | 11694 | Material | N | N | N | ""
11653 | 313521-0000 | Flexible Copper Busbar | Flexible Copper Busbar | 2020-08-26 09:28:19 | 0 | Pcs | 3100000 | 0000 | IDR | General | 0 | 0 | Material | N | N | N | ""
12735 | 313769-0000 | Flexible metal conduit 1/2 inch | Flexible metal conduit 1/2 inch | 2025-10-09 21:41:29 | 0 | Mtr | 7370 | 0000 | IDR | General | 0 | 0 | Material | N | N | N | ""
11292 | 211242-0000 | Flint gun | Flint gun | 2019-02-11 15:01:24 | 0 | Pcs | 10.99 | 0000 | USD | General | 0 | 14049 | Material | N | N | N | ""
11545 | 111558-0000 | Floor Hardener | Floor Hardener | 2019-11-13 10:54:48 | 0 | Zak | 130000 | 0000 | IDR | General | 0 | 0 | Material | N | N | N | ""
10155 | 413167-0000 | FO ADSS G652D 24 Core Span 600 | FO ADSS G652D 24 Core Span 600 | 2016-02-22 13:44:25 | 0 | Mtr | 13298 | 0000 | IDR | General | 0 | 13480 | Material | N | N | N | ""
10384 | 413189-0000 | FO ADSS G652D 24 Core Span 800 | FO ADSS G652D 24 Core Span 800 | 2016-10-18 10:46:08 | 0 | Mtr | 29500 | 0000 | IDR | General | 0 | 0 | Material | N | N | N | ""
8375 | 411021-0000 | FO Aerial Cable 12 Core, G.652.D | FO Aerial Cable 12 Core, G.652.D | 2013-08-20 10:44:13 | 0 | Mtr | 12200 | 0000 | IDR | General | 0 | 10301 | Material | N | N | N | ""
9532 | 413112-0000 | FO Aerial Cable 48 Core, G.652.D | FO Aerial Cable 48 Core, G.652.D | 2014-10-30 15:24:57 | 0 | Mtr | 16000 | 0000 | IDR | General | 18348 | 12168 | Material | N | N | N | ""
9289 | 413064-0000 | FO Aerial Cable 48 Core, G.655.C | FO Aerial Cable 48 Core, G.655.C | 2014-06-03 09:42:13 | 0 | Mtr | 20500 | 0000 | IDR | General | 0 | 11513 | Material | N | N | N | ""
9804 | 413128-0000 | FO Aerial Cable 96 Core, G.652.D | FO Aerial Cable 96 Core, G.652.D | 2015-02-14 12:39:19 | 0 | Mtr | 16000 | 0000 | IDR | General | 0 | 12502 | Material | N | N | N | ""
9523 | 413109-0000 | FO Aerial Cable, 12 Core SM G652D, Easy to Split (SC) | FO Aerial Cable, 12 Core SM G652D, Easy to Split (SC) | 2015-08-10 15:27:33 | 0 | Mtr | 13530 | 0000 | IDR | General | 10500 | 13483 | Material | N | N | N | ""
9525 | 413110-0000 | FO Aerial Cable, 24 Core SM G652D, Easy to Split (SC) | FO Aerial Cable, 24 Core SM G652D, Easy to Split (SC) | 2014-10-30 14:12:35 | 0 | Mtr | 11763 | 0000 | IDR | General | 15185 | 12168 | Material | N | N | N | ""
7449 | 410095-VKSL | FO Aerial Cable, 24 cores G.655C | FO Aerial Cable, 24 cores G.655C |  | 0 | Mtr | 1 | VOKSE |  |  | 0 | 0 |  | N | N | N
9338 | 413071-0000 | FO Aerial Cable, 24 cores G.655C | FO Aerial Cable, 24 cores G.655C | 2014-06-16 13:37:28 | 0 | Mtr | 12500 | 0000 | IDR | General | 16640 | 11841 | Material | N | N | N | ""
9521 | 413108-0000 | FO Aerial Cable, 8 Core SM G652D, Easy to Split (SC) | FO Aerial Cable, 8 Core SM G652D, Easy to Split (SC) | 2014-10-30 14:02:36 | 0 | Mtr | 12280 | 0000 | IDR | General | 12280 | 12168 | Material | N | N | N | ""
9360 | 413074-0000 | FO Aerial Cable, 96 cores SM G.655C | FO Aerial Cable, 96 cores SM G.655C | 2014-07-11 10:55:00 | 0 | Mtr | 0 | 0000 | IDR | General | 0 | 12020 | Material | N | N | N | ""
8308 | 423036-0000 | FO Aerial Suspension String Set | FO Aerial Suspension String Set | 2013-08-01 10:53:42 | 0 | Set | 16000 | 0000 | IDR | General | 16000 | 10101 | Material | N | N | N | ""
8307 | 413035-0000 | FO Aerial Tension String Set | FO Aerial Tension String Set | 2013-08-01 10:51:48 | 0 | Set | 20000 | 0000 | IDR | General | 15450 | 10101 | Material | N | N | N | ""
10574 | 313272-0000 | FO cable armoured, 24 cores | FO cable armored, 24 cores | 2017-03-27 17:35:17 | 0 | Mtr | 22000 | 0000 | IDR | General | 0 | 0 | Material | N | N | N | ""
8252 | 411020-0000 | FO Cable Jumper 500 meters | FO Cable Jumper 500 meters | 2013-07-26 13:30:30 | 0 | Mtr | 0 | 0000 | IDR | General | 0 | 9991 | Material | N | N | N | ""
8327 | 410093-0000 | FO Duct Cable | FO Duct Cable | 2013-08-01 15:00:49 | 0 | Mtr | 4500 | 0000 | IDR | General | 0 | 10101 | Material | N | N | N | ""
9161 | 413059-0000 | FO Duct Cable G655C 48 core single Mode | FO Duct Cable G655C 48 core single Mode | 2014-04-22 14:31:16 | 0 | Mtr | 1.98 | 0000 | USD | General | 1.98 | 0 | Material | N | N | N | ""
7448 | 410094-VKSL | FO Duct Cable, 12 cores G.655C | FO Duct Cable, 12 cores G.655C |  | 0 | Mtr | 0 | VOKSE |  |  | 0 | 0 |  | N | N | N
7447 | 410093-FRKW | FO Duct Cable, 24 cores G.655C | FO Duct Cable, 24 cores G.655C |  | 0 | Mtr | 12257 | FURUK | IDR |  | 12257 | 0 |  | N | N | N
7446 | 410092-CCSI | FO Duct Cable, 48 cores G.655C | FO Duct Cable, 48 cores G.655C |  | 0 | Mtr | 15012 | CCSI | IDR |  | 0 | 0 |  | N | N | N
9359 | 413073-0000 | FO Duct Cable, 96 cores SM G.655C | FO Duct Cable, 96 cores SM G.655C | 2014-07-11 10:53:57 | 0 | Mtr | 0 | 0000 | IDR | General | 0 | 12020 | Material | N | N | N | ""
9391 | 413075-0000 | FO In Duct Cable 96 Core, G652D | FO In Duct Cable 96 Core, G652D | 2014-08-11 10:29:58 | 0 | Mtr | 24500 | 0000 | IDR | General | 20196 | 11711 | Material | N | N | N | ""
9542 | 413116-0000 | FO In Duct Cable 12 Core, G652D | FO In Duct Cable 12 Core, G652D | 2014-11-17 11:54:47 | 0 | Mtr | 17000 | 0000 | IDR | General | 6208 | 12148 | Material | N | N | N | ""
8135 | 411006-0000 | FO In Duct Cable 144 Core, G652D | FO In Duct Cable 144 Core, G652D |  | 0 | Mtr | 17000 | 0000 | IDR |  | 35146 | 0 |  | N | N | N
8133 | 411004-0000 | FO In Duct Cable 24 Core, G652D | FO In Duct Cable 24 Core, G652D |  | 0 | Mtr | 9700 | 0000 | IDR |  | 7913 | 0 |  | N | N | N
8330 | 411025-0000 | FO In Duct Cable 24 Core, G655 C | FO In Duct Cable 24 Core, G655 C | 2013-08-01 15:42:19 | 0 | Mtr | 12650 | 0000 | IDR | General | 12420 | 10101 | Material | N | N | N | ""
8335 | 411016-BICC | FO In Duct Cable 24 Core, G655C | FO In Duct Cable 24 Core, G655C | 2013-08-02 10:29:55 | 0 | Mtr | 1.04 | BICC | USD | BICC | 1.04 | 10101 | Material | N | N | N | ""
8136 | 411007-0000 | FO In Duct Cable 264 Core, G652D | FO In Duct Cable 264 Core, G652D |  | 0 | Mtr | 0 | 0000 |  |  | 0 | 0 |  | N | N | N
9392 | 413076-0000 | FO In Duct Cable 288 Core, G652D | FO In Duct Cable 288 Core, G652D | 2014-08-11 10:33:56 | 0 | Mtr | 2619 | 0000 | IDR | General | 48394 | 11711 | Material | N | N | N | ""
8134 | 411005-0000 | FO In Duct Cable 48 Core, G652D | FO In Duct Cable 48 Core, G652D |  | 0 | Mtr | 2182.5 | 0000 | IDR |  | 0 | 0 |  | N | N | N
8311 | 413039-0000 | FO Pig Tail 2 Meter | FO Pig Tail 2 Meter | 2013-08-01 10:56:04 | 0 | Pcs | 16000 | 0000 | IDR | General | 16000 | 10101 | Material | N | N | N | ""
11640 | 413206-0000 | FO to RJ45 Singgle /Double Ethernet Converter | FO to RJ45 Single /Double Ethernet Converter | 2020-07-29 09:24:38 | 0 | Pcs | 185000 | 0000 | IDR | General | 0 | 0 | Material | N | N | N | ""
10058 | 710004-0000 | FOB Charge | FOB Charge | 2015-11-19 11:30:36 | 0 | Ls | 2100000 | 0000 | KRW | General | 0 | 13648 | Material | N | N | N | ""
9927 | 820077-0000 | foto dokumentasi | documentation photos | 2015-06-19 15:37:06 | 0 | Ls | 0 | 0000 |  | General | 0 | 0 | Material | N | N | N | ""
11302 | 611118-0000 | Frame Roll Pully isi 5 | Frame Roll Pully contains 5 | 2019-02-15 18:12:36 | 0 | Pcs | 20000 | 0000 | IDR | General | 0 | 0 | Material | N | N | N | ""
12514 | 720076-0000 | Freight CLN | Freight CLN | 2024-12-02 10:47:04 | 0 | Pcs | 50000 | 0000 | IDR | General | 0 | 0 | Material | N | N | N | ""
12470 | 720070-0000 | Freight Surcharge Jakarta - Perawang Container 20 Ft | Freight Surcharge Jakarta - Perawang 20 Ft Container | 2024-10-17 22:27:45 | 0 | Pcs | 2550000 | 0000 | IDR | General | 0 | 0 | Material | N | N | N | ""
12611 | 720100-0000 | Freight Surcharge Jakarta - Perawang Container 40 Ft | Freight Surcharge Jakarta - Perawang 40 Ft Container | 2025-03-05 06:57:12 | 0 | Pcs | 5100000 | 0000 | IDR | General | 0 | 0 | Material | N | N | N | ""
8148 | 810001-0000 | Fuel | Fuel | 2013-07-04 10:39:09 | 0 | Ltr | 100000 | 0000 | IDR | General | 0 | 9982 | Material | N | N | N | ""
11648 | 611173-0000 | Fuel Filter | Fuel Filter | 2020-08-25 13:27:15 | 0 | Pcs | 1901708 | 0000 | IDR | General | 0 | 0 | Material | N | N | N | ""
11649 | 611174-0000 | Fuel pre-filter | Fuel pre-filter | 2020-08-25 13:28:41 | 0 | Pcs | 2072648 | 0000 | IDR | General | 0 | 0 | Material | N | N | N | ""
11391 | 611144-0000 | Full Body Hardness | Full Body Hardness | 2019-06-17 13:26:33 | 0 | Set | 330000 | 0000 | IDR | General | 0 | 0 | Material | N | N | N | ""
8679 | 211026-0000 | Full Body Harness | Full Body Harness | 2013-10-08 09:16:08 | 0 | Pcs | 300000 | 0000 | IDR | General | 250000 | 11378 | Material | N | N | N | ""
10479 | 610011-DNFG | Full body safety harness, | Full body safety harness, | 2016-12-21 21:35:42 | 0 | Pcs | 32000 | DNFG | IDR | Dong Fang | 0 | 0 | Material | N | N | N | ""
10946 | 611113-0000 | Fuse Box ( relay and Fuse ) | Fuse Box (relay and fuse) | 2017-09-11 16:55:04 | 0 | Pcs | 575000 | 0000 | IDR | General | 0 | 0 | Material | N | N | N | ""
12234 | 611310-0000 | Gagang Pacul | Hoe Handle | 2023-04-03 18:58:22 | 0 | btg | 25000 | 0000 | IDR | General | 0 | 0 | Material | N | N | N | ""
11034 | 413201-0000 | Galavanized Pole 1.5 mtrs height ( dia. 4 inch ) for outdoor | Galavanized Pole 1.5 mtrs height (dia. 4 inch) for outdoor | 2018-01-25 10:39:07 | 0 | Mtr | 2000000 | 0000 | IDR | General | 2000000 | 13339 | Material | N | N | N | ""
8670 | 129074-0000 | Galian Tanah (Cutting Soil) | Cutting Soil | 2013-10-04 11:19:52 | 0 | M3 | 55000 | 0000 | IDR | General | 0 | 11132 | Material | N | N | N | ""
9305 | 424064-0000 | Galian, Pengurugan kembali dan perbaikan kembali, pengisian pasir, deeksten dan tanda rute kabel tanah dan tempat sambung kedalaman 0.6 meter | Excavation, backfilling and repair, sand filling, extension and marking of underground cable routes and connection points to a depth of 0.6 meters | 2014-06-09 11:44:39 | 0 | Mtr | 9500000 | 0000 | IDR | General | 0 | 11683 | Material | N | N | N | ""
10421 | 211106-0000 | Galvanis Steel Armour Rods for GSW 55 | Galvanized Steel Armor Rods for GSW 55 | 2016-11-23 14:33:27 | 0 | Set | 40000 | 0000 | IDR | General | 0 | 0 | Material | N | N | N | ""
9434 | 111300-0000 | Galvanize Pole dia. 3 Inch, 2 m height | Galvanize the Pole. 3 Inch, 2 m height | 2014-09-02 10:06:19 | 0 | Pcs | 550000 | 0000 | IDR | General | 1500000 | 11694 | Material | N | N | N | ""
9435 | 111301-0000 | Galvanize Pole dia. 4 Inch, 3 m height | Galvanize the Pole. 4 Inch, 3 m height | 2014-09-02 10:07:48 | 0 | Pcs | 3000000 | 0000 | IDR | General | 2500000 | 11694 | Material | N | N | N | ""
9436 | 111302-0000 | Galvanize Pole dia. 4 Inch, 6 m height | Galvanize the Pole. 4 Inch, 6 m height | 2014-09-02 10:15:04 | 0 | Pcs | 909091 | 0000 | IDR | General | 3500000 | 11694 | Material | N | N | N | ""
8077 | 281001-0000 | Gambar Desain dengan Ukuran Kerta A1 | Design Drawing with A1 Paper Size |  | 0 | Pcs | 5500000 | 0000 | IDR |  | 0 | 0 |  | N | N | N
8547 | 313023-0000 | Gantry Joint Box (GB) | Gantry Joint Box (GB) | 2013-10-03 17:12:04 | 0 | Pcs | 6950000 | 0000 | IDR | General | 4400000 | 11132 | Material | N | N | N | ""
12089 | 611297-0000 | Gas Detector | Gas Detector | 2022-04-07 07:01:09 | 0 | Pcs | 7500000 | 0000 | IDR | General | 0 | 0 | Material | N | N | N | ""
10441 | 211121-0000 | Gas Filling device for CB | Gas Filling device for CB | 2016-12-01 11:11:07 | 0 | Set | 0 | 0000 |  | General | 0 | 0 | Material | N | N | N | ""
10621 | 410001-KOBE | Gauge, Cluster Y 59S00021 F3 | Gauge, Cluster Y 59S00021 F3 | 2017-06-02 13:51:48 | 0 | Pcs | 13515000 | KOBE | IDR | KOBELCO | 0 | 0 | Material | N | N | N | ""
10728 | 129234-0000 | GEDUNG KONTROL | CONTROL BUILDING | 2017-08-03 18:44:13 | 0 | Ls | 5651250 | 0000 | IDR | General | 0 | 0 | Material | N | N | N | ""
10650 | 611107-0000 | gegep | tweezers | 2017-06-16 14:35:42 | 0 | Pcs | 25000 | 0000 | IDR | General | 0 | 0 | Material | N | N | N | ""
11563 | 810101-0000 | gelas cuci mata | eye wash cup | 2019-11-26 15:15:50 | 0 | Pcs | 0 | 0000 |  | General | 0 | 0 | Material | N | N | N | ""
9156 | 611023-0000 | Generator | Generator | 2014-04-22 14:11:38 | 0 | Pcs | 0 | 0000 | IDR | General | 0 | 11313 | Material | N | N | N | ""
11825 | 611191-0000 | Generator Bensin Portable 2500 watt | 2500 watt portable gasoline generator | 2021-08-14 20:50:48 | 0 | Unit | 5200000 | 0000 | IDR | General | 0 | 0 | Material | N | N | N | ""
8228 | 311001-MIKA | Generator Set 2,5 Volt MK 4500 | Generator Set 2.5 Volt MK 4500 | 2013-07-19 11:31:52 | 0 | Set | 0 | MIKA | IDR | MIKAWA | 0 | 9982 | Material | N | N | N | ""
11458 | 611155-0000 | Genset | generator | 2019-08-15 15:04:17 | 0 | Unit | 200000 | 0000 | IDR | General | 0 | 0 | Material | N | N | N | ""
10413 | 611098-0000 | Genset 1000 VA | 1000 VA generator | 2016-11-18 14:08:49 | 0 | Set | 1600000 | 0000 | IDR | General | 0 | 0 | Material | N | N | N | ""
11362 | 611136-0000 | Genset 5000 Watt Merek Honda | 5000 Watt Honda Brand Generator | 2019-04-18 10:46:14 | 0 | Pcs | 5900000 | 0000 | IDR | General | 0 | 0 | Material | N | N | N | ""
12266 | 611325-0000 | Genset Diesel Silent 30 kVA | 30 kVA Silent Diesel Generator | 2023-05-29 11:29:52 | 0 | Unit | 56756756.76 | 0000 | IDR | General | 0 | 0 | Material | N | N | N | ""
11620 | 111560-0000 | Geotextile - Non Woven | Geotextile - Non Woven | 2020-04-16 14:10:34 | 0 | M2 | 9000 | 0000 | IDR | General | 0 | 0 | Material | N | N | N | ""
11619 | 111559-0000 | Geotextile - Woven | Geotextile - Woven | 2020-04-16 14:09:18 | 0 | M2 | 0 | 0000 |  | General | 0 | 0 | Material | N | N | N | ""
10651 | 611108-0000 | gergaji | saw | 2017-06-16 14:37:31 | 0 | Pcs | 35000 | 0000 | IDR | General | 0 | 0 | Material | N | N | N | ""
11801 | 620033-0000 | Gergaji Mesin Chainsaw | Chainsaw | 2021-06-10 21:50:32 | 0 | Set | 598198.2 | 0000 | IDR | General | 0 | 0 | Material | N | N | N | ""
11352 | 111497-0000 | Gerinda Duduk Merek Maktec MT243R | Maktec MT243R Bench Grinder | 2019-04-18 10:24:03 | 0 | Pcs | 1550000 | 0000 | IDR | General | 0 | 0 | Material | N | N | N | ""
12079 | 611291-0000 | Gerinda Tangan | Hand Grinder | 2022-02-13 19:17:50 | 0 | Pcs | 462000 | 0000 | IDR | General | 0 | 0 | Material | N | N | N | ""
11351 | 111496-0000 | Gerinda Tangan Merek Maktec MT90 | Maktec MT90 Hand Grinder | 2019-04-18 10:23:20 | 0 | Pcs | 365000 | 0000 | IDR | General | 0 | 0 | Material | N | N | N | ""
10648 | 111414-0000 | germola tangan | hand germola | 2017-06-16 14:32:12 | 0 | Box | 500000 | 0000 | IDR | General | 0 | 0 | Material | N | N | N | ""
11936 | 611224-0000 | Gimbal Joint For Tower ERS | Gimbal Joint for Tower ERS | 2021-10-15 18:29:57 | 0 | Pcs | 6006268.8 | 0000 | IDR | General | 0 | 0 | Material | N | N | N | ""
12001 | 611269-0000 | Gin Pole | Gin Pole | 2021-12-12 12:13:22 | 0 | Pcs | 8000000 | 0000 | IDR | General | 0 | 0 | Material | N | N | N | ""
12665 | 111687-0000 | Glass Wool Insulation t 10 cm | Glass Wool Insulation h 10 cm | 2025-06-24 11:28:46 | 0 | M2 | 0 | 0000 |  | General | 0 | 0 | Material | N | N | N | ""
9246 | 611031-0000 | Googles Uvex 9301 | Uvex 9301 Googles | 2014-05-16 11:02:37 | 0 | Pcs | 15000 | 0000 | IDR | General | 0 | 11558 | Material | N | N | N | ""
9146 | 611018-0000 | GPS (Global Positioning System) | GPS (Global Positioning System) | 2014-04-22 11:29:28 | 0 | Pcs | 1600000 | 0000 | IDR | General | 0 | 11313 | Material | N | N | N | ""
9130 | 610001-GARM | GPS MAP 62SC | GPS MAP 62SC | 2016-02-03 15:33:27 | 0 | Pcs | 0 | GARM | IDR | GARMIN | 0 | 11400 | Material | N | N | N | ""
12038 | 111623-0000 | Grating / Wiremesh Galvanis | Galvanized Grating / Wiremesh | 2022-01-27 14:34:56 | 0 | M2 | 853624 | 0000 | IDR | General | 0 | 0 | Material | N | N | N | ""
9703 | 111333-0000 | Gravel (dia 3 - 5 cm), tebal 15 cm | Gravel (dia 3 - 5 cm), 15 cm thick | 2015-02-02 18:50:32 | 0 | M2 | 62500 | 0000 | IDR | General | 0 | 12502 | Material | N | N | N | ""
12462 | 111681-0000 | Gravel uk. 3 s/d 4 cm | Gravel size 3 to 4 cm | 2024-09-26 11:12:02 | 0 | Ton | 295000 | 0000 | IDR | General | 0 | 0 | Material | N | N | N | ""
11191 | 111492-0000 | Gravel uk. 3 s/d 4 cm | Gravel size 3 to 4 cm | 2018-10-25 17:45:23 | 0 | M3 | 480000 | 0000 | IDR | General | 0 | 0 | Material | N | N | N | ""
12013 | 211406-0000 | Grease | Grease | 2022-01-09 12:10:18 | 0 | Kg | 0 | 0000 |  | General | 0 | 0 | Material | N | N | N | ""
12014 | 211407-0000 | Grease Pump | Grease Pump | 2022-01-09 12:11:31 | 0 | Set | 0 | 0000 |  | General | 0 | 0 | Material | N | N | N | ""
10437 | 211117-0000 | Grip Dead End | Dead End Grip | 2016-11-29 09:37:15 | 0 | Pcs | 10.8 | 0000 | USD | General | 0 | 0 | Material | N | N | N | ""
11904 | 211381-0000 | Grip Hoist w cable | Grip Hoist with cable | 2021-09-23 21:20:57 | 0 | Pcs | 0 | 0000 |  | General | 0 | 0 | Material | N | N | N | ""
10431 | 211111-0000 | Ground Connector | Ground Connector | 2016-11-29 09:21:06 | 0 | Pcs | 0 | 0000 |  | General | 0 | 0 | Material | N | N | N | ""
10489 | 610015-DNFG | Ground Stick 275 Kv | Ground Stick 275 Kv | 2016-12-21 21:54:02 | 0 | Pcs | 5471550 | DNFG | IDR | Dong Fang | 0 | 0 | Material | N | N | N | ""
10512 | 610023-TSE0 | Ground Stick 275 Kv | Ground Stick 275 Kv | 2016-12-23 11:40:40 | 0 | Set | 0 | TSE0 |  | TSE | 0 | 0 | Material | N | N | N | ""
9340 | 211048-0000 | Grounding 3 titik rod pada ODC (max 1 ohm) | Grounding 3 rod points on ODC (max 1 ohm) | 2016-02-02 13:51:45 | 0 | Pcs | 2232792 | 0000 | IDR | General | 900000 | 11841 | Material | N | N | N | ""
7661 | 310055-0000 | Grounding bar | Grounding bar | 2015-06-03 14:11:26 | 0 | Pcs | 1260000 | Gener | IDR | "" | 345000 | 13217 | Material | N | N | N
7664 | 310058-0000 | Grounding Kit Coaxial Feeder 1 1/4 inch | Grounding Kit Coaxial Feeder 1 1/4 inch |  | 0 | Pcs | 0 | Gener | "" | "" | 0 | 0 | Material | N | N | N
7665 | 310059-0000 | Grounding Kit Coaxial Feeder 1 5/8 inch | Grounding Kit Coaxial Feeder 1 5/8 inch |  | 0 | Pcs | 0 | Gener | "" | "" | 0 | 0 | Material | N | N | N
9445 | 313092-0000 | Grounding Kit Coaxial Feeder 1/2 inch | Grounding Kit Coaxial Feeder 1/2 inch | 2014-09-02 10:31:23 | 0 | Pcs | 0 | 0000 | IDR | General | 0 | 11694 | Material | N | N | N | ""
7663 | 310057-0000 | Grounding Kit Coaxial Feeder 7/8 inch | Grounding Kit Coaxial Feeder 7/8 inch |  | 0 | Pcs | 0 | Gener | "" | "" | 0 | 0 | Material | N | N | N
7660 | 310054-0000 | Grounding plat | Grounding plate |  | 0 | Pcs | 0 | Gener | "" | "" | 0 | 0 | Material | N | N | N
10492 | 610016-DNFG | Grounding Pole and Clip | Grounding Pole and Clip | 2016-12-21 21:57:16 | 0 | Pcs | 79000 | DNFG | IDR | Dong Fang | 0 | 0 | Material | N | N | N | ""
9212 | 313055-0000 | Grounding Pondasi | Foundation Grounding | 2014-05-02 09:33:58 | 0 | Ls | 1500000 | 0000 | IDR | General | 498747600 | 11430 | Material | N | N | N | ""
9924 | 313178-0000 | Grounding rod 1 inc bc 120 | Grounding rod 1 inc bc 120 | 2015-06-19 15:17:16 | 0 | Set | 0 | 0000 |  | General | 0 | 0 | Material | N | N | N | ""
10674 | 211124-0000 | Grounding Rod besi siku 50.50.5 | Grounding Rod angle iron 50.50.5 | 2017-07-27 17:06:47 | 0 | Kg | 0 | 0000 |  | General | 0 | 0 | Material | N | N | N | ""
10746 | 323183-0000 | Grounding system for the whole of substation equipment.complete | Grounding system for the whole of substation equipment. complete | 2018-03-02 13:51:30 | 0 | Mtr | 56000 | 0000 | IDR | General | 10100 | 13648 | Material | N | N | N | ""
10493 | 610017-DNFG | Grounding Wire Circuit | Grounding Wire Circuit | 2016-12-21 21:58:24 | 0 | Pcs | 1050000 | DNFG | IDR | Dong Fang | 0 | 0 | Material | N | N | N | ""
10467 | 610009-DNFG | GSP Reel | GSP Reel | 2016-12-21 21:06:50 | 0 | Pcs | 0 | DNFG |  | Dong Fang | 0 | 0 | Material | N | N | N | ""
10498 | 610016-TSE0 | GSP Reel GSP 1400 mm | GSP Reel GSP 1400 mm | 2016-12-21 23:21:49 | 0 | Pcs | 3242400 | TSE0 | IDR | TSE | 0 | 0 | Material | N | N | N | ""
10913 | 211135-0000 | GSW 1x55mm2 1kV JIS | GSW 1x55mm2 1kV JIS | 2017-08-04 17:35:30 | 0 | Mtr | 10100 | 0000 | IDR | General | 0 | 0 | Material | N | N | N | ""
12169 | 211441-0000 | GSW 70 mm2 | GSW 70 mm2 | 2022-10-06 17:19:08 | 0 | Mtr | 25500 | 0000 | IDR | General | 0 | 0 | Material | N | N | N | ""
12360 | 313622-0000 | GSW 75 mm2 | GSW 75 mm2 | 2024-05-17 21:36:33 | 0 | Mtr | 0 | 0000 |  | General | 0 | 0 | Material | N | N | N | ""
11559 | 611162-0000 | gunting | scissors | 2019-11-26 15:11:16 | 0 | Pcs | 17000 | 0000 | IDR | General | 0 | 0 | Material | N | N | N | ""
11875 | 211353-0000 | Guy Plate 0-0 | Guy Plate 0-0 | 2021-09-23 19:25:11 | 0 | Pcs | 1761408 | 0000 | IDR | General | 0 | 0 | Material | N | N | N | ""
11874 | 211352-0000 | Guy Plate 45-45 | Guy Plate 45-45 | 2021-09-23 19:12:44 | 0 | Pcs | 2575560 | 0000 | IDR | General | 0 | 0 | Material | N | N | N | ""
11684 | 111569-0000 | Gypsum Board 120 x 240 cm | Gypsum Board 120 x 240 cm | 2020-10-06 21:53:46 | 0 | Lbr | 60800 | 0000 | IDR | General | 0 | 0 | Material | N | N | N | ""
11524 | 313493-0000 | H Yoke Plat 210kN | H Yoke Plate 210kN | 2019-09-23 21:04:30 | 0 | Pcs | 304964 | 0000 | IDR | General | 0 | 0 | Material | N | N | N | ""
10457 | 610005-DNFG | Hand Hydraulic Cutter For Conductor | Hand Hydraulic Cutter For Conductors | 2016-12-21 20:50:03 | 0 | Set | 950000 | DNFG | IDR | Dong Fang | 0 | 0 | Material | N | N | N | ""
11843 | 211344-0000 | Hand Stacker Manual Capacity 2 Ton | Hand Stacker Manual Capacity 2 Ton | 2021-09-13 10:50:30 | 0 | Unit | 9046100 | 0000 | IDR | General | 0 | 0 | Material | N | N | N | ""
11364 | 611137-0000 | Hand Winch | Hand Winch | 2019-04-18 10:48:34 | 0 | Pcs | 2800000 | 0000 | IDR | General | 0 | 0 | Material | N | N | N | ""
11291 | 211241-0000 | Handle clamp | Handle clamp | 2019-02-11 15:00:34 | 0 | Pcs | 40000 | 0000 | IDR | General | 0 | 14049 | Material | N | N | N | ""
9545 | 720026-0000 | Handling costs at Batam | Handling costs at Batam | 2014-11-17 12:22:30 | 0 | Ls | 7400000 | 0000 | IDR | General | 7400000 | 12148 | Material | N | N | N | ""
12267 | 611326-0000 | Handrail Post for LICO | Handrail Post for LICO | 2023-06-03 17:49:40 | 0 | Pc/Month | 0 | 0000 |  | General | 0 | 0 | Material | N | N | N | ""
12262 | 611323-0000 | Handrail Post Lico | Handrail Post Lico | 2023-05-25 08:39:14 | 0 | Pc/Month | 0 | 0000 |  | General | 0 | 0 | Material | N | N | N | ""
8270 | 610001-0000 | Hand-stacker electric 1.5T 2.5M | Hand-stacker electric 1.5T 2.5M | 2013-07-29 08:45:12 | 0 | Set | 0 | 0000 | IDR | General | 0 | 92200000 | Material | N | N | N | ""
8724 | 211034-0000 | Hanger Handhole | Hanger Handhole | 2013-10-28 14:05:59 | 0 | Pcs | 30000 | 0000 | IDR | General | 30000 | 11099 | Material | N | N | N | ""
11914 | 611216-0000 | Hanging Door Roller (with Chains, Single Bearing) | Hanging Door Roller (with Chains, Single Bearing) | 2021-09-28 14:03:14 | 0 | Unit | 5.5 | 0000 | USD | General | 0 | 14700 | Material | N | N | N | ""
10278 | 413183-0000 | Hard disk | Hard disk | 2016-08-08 11:39:52 | 0 | Unit | 2004250 | 0000 | IDR | General | 0 | 0 | Material | N | N | N | ""
12791 | 611347-0000 | Harddisk 2 TB | 2 TB hard disk | 2025-11-25 17:12:33 | 0 | Unit | 1950000 | 0000 | IDR | General | 0 | 0 | Material | N | N | N | ""
10448 | 810032-0000 | Harddisk 3 TB Red Version | 3 TB Red Version Hard Drive | 2016-12-13 11:35:05 | 0 | Pcs | 1800000 | 0000 | IDR | General | 0 | 0 | Material | N | N | N | ""
10446 | 810030-0000 | Harddisk Case | Hard Disk Case | 2016-12-13 11:34:10 | 0 | Pcs | 120000 | 0000 | IDR | General | 0 | 0 | Material | N | N | N | ""
7716 | 110004-0000 | Hardener | Hardener |  | 0 | Ltr | 0 | Gener | "" | "" | 0 | 0 | Material | N | N | N
12781 | 111703-0000 | H-Beam 150 mm - 150 mm - 7 mm, panjang 12 m | H-Beam 150 mm - 150 mm - 7 mm, length 12 m | 2025-11-22 21:54:39 | 0 | btg | 0 | 0000 |  | General | 0 | 0 | Material | N | N | N | ""
12780 | 111702-0000 | H-Beam 150 mm - 150 mm - 7 mm, panjang 6 m | H-Beam 150 mm - 150 mm - 7 mm, length 6 m | 2025-11-22 21:48:24 | 0 | btg | 0 | 0000 |  | General | 0 | 0 | Material | N | N | N | ""
8783 | 129076-0000 | HB-PS 2 Jembatan Kabel gantung dengan 2 tiang pole concret tinggi 9 meter. | HB-PS 2 Suspension cable bridge with 2 concrete poles 9 meters high. | 2015-06-12 15:06:38 | 0 | Mtr | 250100 | 0000 | IDR | General | 0 | 11678 | Material | N | N | N | ""
11672 | 313526-0000 | HDD 6 TB | 6 TB HDD | 2020-10-02 11:09:49 | 0 | Pcs | 2537375 | 0000 | IDR | General | 0 | 0 | Material | N | N | N | ""
10454 | 610004-DNFG | Head Press | Head Press | 2016-12-21 20:44:30 | 0 | Set | 0 | DNFG |  | Dong Fang | 0 | 0 | Material | N | N | N | ""
10510 | 610022-TSE0 | Head Press | Head Press | 2016-12-23 07:28:56 | 0 | Set | 16195900 | TSE0 | IDR | TSE | 0 | 0 | Material | N | N | N | ""
11863 | 611209-0000 | Head Spul 6 inch draad 3,5 inch | Head Spool 6 inch draad 3.5 inch | 2021-09-19 15:38:16 | 0 | Unit | 1425000 | 0000 | IDR | General | 0 | 0 | Material | N | N | N | ""
11343 | 611126-0000 | Headboard Roll Pulley | Headboard Roll Pulley | 2019-03-29 15:20:59 | 0 | Pcs | 3200000 | 0000 | IDR | General | 0 | 0 | Material | N | N | N | ""
11652 | 313520-0000 | Heat Shrink | Heat Shrink | 2020-08-26 09:25:43 | 0 | Mtr | 150000 | 0000 | IDR | General | 0 | 0 | Material | N | N | N | ""
12577 | 313724-0000 | Heater 50 W | 50 W Heater | 2025-01-17 17:49:05 | 0 | Pcs | 249000 | 0000 | IDR | General | 0 | 0 | Material | N | N | N | ""
11958 | 111612-0000 | Hebel Bata Ringan ukr 10x19x60cm | Lightweight Brick Lever 10x19x60cm | 2021-10-24 22:44:53 | 0 | M3 | 1370000 | 0000 | IDR | General | 0 | 0 | Material | N | N | N | ""
11229 | 810080-0000 | Helm Proyek | Project Helmet | 2018-12-11 14:51:08 | 0 | Pcs | 35000 | 0000 | IDR | General | 0 | 0 | Material | N | N | N | ""
9244 | 611029-0000 | Helmet Putih (MSA Original USA) | White Helmet (MSA Original USA) | 2014-05-16 11:00:41 | 0 | Set | 43000 | 0000 | IDR | General | 104500 | 11558 | Material | N | N | N | ""
9399 | 413082-0000 | HH PIT Portable 873mm(L) x 578mm(W) x 914mm(D) | HH PIT Portable 873mm(L) x 578mm(W) x 914mm(D) | 2014-08-11 11:41:17 | 0 | Set | 8552510 | 0000 | IDR | General | 6000000 | 11711 | Material | N | N | N | ""
12255 | 611319-0000 | High Frequency Concrete Vibrator Dia Head 50 mm | High Frequency Concrete Vibrator Dia Head 50 mm | 2023-05-22 05:38:18 | 0 | Unit | 10336000 | 0000 | IDR | General | 0 | 0 | Material | N | N | N | ""
12256 | 611320-0000 | High Frequency Concrete Vibrator Dia Head 70 mm | High Frequency Concrete Vibrator Dia Head 70 mm | 2023-05-22 05:40:48 | 0 | Unit | 11932000 | 0000 | IDR | General | 0 | 0 | Material | N | N | N | ""
12257 | 611321-0000 | High Frequency Concrete Vibrator Dia Head 80 mm | High Frequency Concrete Vibrator Dia Head 80 mm | 2023-05-22 05:43:06 | 0 | Unit | 12616000 | 0000 | IDR | General | 0 | 0 | Material | N | N | N | ""
12254 | 611318-0000 | High Frequency Converter 3phase | High Frequency Converter 3phase | 2023-05-22 05:14:10 | 0 | Unit | 36328000 | 0000 | IDR | General | 0 | 0 | Material | N | N | N | ""
7307 | 410008-PACI | High Gain Antenna - Panel, Gain 11dBi, 800-2700 MHz | High Gain Antenna - Panel, Gain 11dBi, 800-2700 MHz |  | 0 | Pcs | 0 | Pacif |  |  | 0 | 0 |  | N | N | N
11346 | 611127-0000 | HILTI GUNSET | HILTI GUNSET | 2019-04-02 16:07:32 | 0 | Pcs | 0 | 0000 |  | General | 0 | 0 | Material | N | N | N | ""
11953 | 611237-0000 | Hoisting Rod Draad 3,5 inch | Hoisting Rod Draad 3.5 inch | 2021-10-22 15:40:57 | 0 | Unit | 1350000 | 0000 | IDR | General | 0 | 0 | Material | N | N | N | ""
12406 | 111666-0000 | Hollow Galvanis 40 (4 Cm) x 40 (4 Cm) Tebal 0.8 mm x 4 Meter | Hollow Galvanized 40 (4 Cm) x 40 (4 Cm) Thickness 0.8 mm x 4 Meters | 2024-07-12 19:12:30 | 0 | btg | 155000 | 0000 | IDR | General | 0 | 0 | Material | N | N | N | ""
12140 | 211432-0000 | Hollow Gypsum 2 x 4 | Hollow Gypsum 2 x 4 | 2022-08-19 15:30:22 | 0 | btg | 20000 | 0000 | IDR | General | 0 | 0 | Material | N | N | N | ""
11686 | 111571-0000 | Hollow Gypsum 2 x 4 | Hollow Gypsum 2 x 4 | 2020-10-06 22:17:30 | 0 | btg | 12350 | 0000 | IDR | General | 0 | 0 | Material | N | N | N | ""
11685 | 111570-0000 | Hollow Gypsum 4 x 4 | Hollow Gypsum 4 x 4 | 2020-10-06 22:15:07 | 0 | btg | 17838 | 0000 | IDR | General | 0 | 0 | Material | N | N | N | ""
11387 | 611140-0000 | Hook | Hook | 2019-06-17 13:23:04 | 0 | Pcs | 63636.36 | 0000 | IDR | General | 0 | 0 | Material | N | N | N | ""
11908 | 211385-0000 | Hook Lifting Conductor | Hook Lifting Conductor | 2021-09-23 21:30:05 | 0 | Pcs | 384000 | 0000 | IDR | General | 0 | 0 | Material | N | N | N | ""
12205 | 129438-0000 | Horizontal Ledger Rent | Horizontal Ledger Rent | 2023-03-21 09:48:37 | 0 | Pc/Month | 8000 | 0000 | IDR | General | 0 | 0 | Material | N | N | N | ""
12187 | 323211-0000 | Hot Dip Galvanizing | Hot Dip Galvanizing | 2023-01-18 16:31:09 | 0 | Kg | 4500 | 0000 | IDR | General | 0 | 0 | Material | N | N | N | ""
10633 | 424168-0000 | Hourly rate Jasa Service | Hourly rate of service | 2017-06-02 14:12:52 | 0 | Pcs | 145000 | 0000 | IDR | General | 0 | 0 | Material | N | N | N | ""
9173 | 820040-0000 | HP (Tahun Kedua) | HP (Second Year) | 2014-04-22 14:48:35 | 0 | Yr | 0 | 0000 | IDR | General | 0 | 11313 | Material | N | N | N | ""
9181 | 820048-0000 | HP (Tahun Ketiga) | HP (Third Year) | 2014-04-22 14:54:19 | 0 | Yr | 0 | 0000 | IDR | General | 0 | 11313 | Material | N | N | N | ""
9165 | 820032-0000 | HP (Tahun Pertama) | HP (First Year) | 2014-04-22 14:40:58 | 0 | Yr | 0 | 0000 | IDR | General | 0 | 11313 | Material | N | N | N | ""
11199 | 810062-0000 | HP Color Laserjet CP3525 | HP Color Laserjet CP3525 | 2018-11-26 13:39:52 | 0 | Set | 850000 | 0000 | IDR | General | 0 | 0 | Material | N | N | N | ""
11200 | 810063-0000 | HP M500 M525 B/W | HP M500 M525 B/W | 2018-11-26 13:40:58 | 0 | Pcs | 0 | 0000 |  | General | 0 | 0 | Material | N | N | N | ""
11201 | 810064-0000 | HP M535 B/W | HP M535 B/W | 2018-11-26 13:41:54 | 0 | Pcs | 1350000 | 0000 | IDR | General | 0 | 0 | Material | N | N | N | ""
12212 | 129445-0000 | Hs Hollow 50 x 50 x 2.3 L 2400 Rent | Hs Hollow 50 x 50 x 2.3 L 2400 Rent | 2023-03-21 09:56:37 | 0 | Pc/Month | 8000 | 0000 | IDR | General | 0 | 0 | Material | N | N | N | ""
12213 | 129446-0000 | Hs Hollow 50 x 50 x 2.3 L 3000 Rent | Hs Hollow 50 x 50 x 2.3 L 3000 Rent | 2023-03-21 09:57:53 | 0 | Pc/Month | 8800 | 0000 | IDR | General | 0 | 0 | Material | N | N | N | ""
11624 | 313507-0000 | HSU Rod Suspension for OPGW 100 mm2 | HSU Rod Suspension for OPGW 100 mm2 | 2020-05-30 17:42:14 | 0 | Pcs | 564000 | 0000 | IDR | General | 0 | 0 | Material | N | N | N | ""
12171 | 211443-0000 | Humpback Split PIN Stainless Steel | Humpback Split PIN Stainless Steel | 2022-10-12 10:15:58 | 0 | Pcs | 6000 | 0000 | IDR | General | 0 | 0 | Material | N | N | N | ""
10738 | 323176-0000 | HV Conductor for Bus-Bar and Feeder Bays | HV Conductor for Bus-Bar and Feeder Bays | 2017-08-03 18:54:41 | 0 | Mtr | 0 | 0000 |  | General | 0 | 0 | Material | N | N | N | ""
11244 | 211195-0000 | HV Connector and String Hardware | HV Connector and String Hardware | 2019-01-24 17:09:03 | 0 | lot | 0 | 0000 |  | General | 0 | 14188 | Material | N | N | N | ""
10723 | 323173-0000 | HV connector suitable for Conductor Type | HV connector suitable for Conductor Type | 2017-08-03 18:35:45 | 0 | Pcs | 800000 | 0000 | IDR | General | 0 | 0 | Material | N | N | N | ""
7418 | 410069-PACI | Hybrid Coupler, 2in2Out, 800-2500 MHz | Hybrid Coupler, 2in2Out, 800-2500 MHz |  | 0 | Pcs | 800000 | Pacif | IDR |  | 125 | 0 |  | N | N | N
7419 | 410069-ENRS | Hybrid Coupler, 2in2Out, 800-2500 MHz | Hybrid Coupler, 2in2Out, 800-2500 MHz | 2017-11-16 13:43:28 | 0 | Pcs | 1800000 | Eners | IDR |  | 1800000 | 13537 |  | N | N | N
7420 | 410069-YOLI | Hybrid Coupler, 2in2Out, 800-2500 MHz | Hybrid Coupler, 2in2Out, 800-2500 MHz |  | 0 | Pcs | 0 | Yolic |  |  | 0 | 0 |  | N | N | N
9141 | 410003-Whub | Hybrid Coupler, 2in2Out, 800-2700 MHz | Hybrid Coupler, 2in2Out, 800-2700 MHz | 2014-04-18 06:57:24 | 0 | Pcs | 107 | Whub | USD | Winhub | 107 | 11313 | Material | N | N | N | ""
7423 | 410096-YOLI | Hybrid Coupler, 2in2Out, 800-2700 MHz | Hybrid Coupler, 2in2Out, 800-2700 MHz |  | 0 | Pcs | 0 | Yolic |  |  | 0 | 0 |  | N | N | N
11920 | 211390-0000 | Hydraulic Breaker drive hammer | Hydraulic Breaker drive hammer | 2021-10-13 15:53:24 | 0 | Pcs | 3755 | 0000 | USD | General | 0 | 0 | Material | N | N | N | ""
10453 | 610001-TSE0 | Hydraulic Compressor 100T | Hydraulic Compressor 100T | 2016-12-23 07:05:08 | 0 | Set | 37759550 | TSE0 | IDR | TSE | 0 | 13355 | Material | N | N | N | ""
11651 | 611176-0000 | Hydraulic Oil Catridge | Hydraulic Oil Cartridge | 2020-08-25 13:32:26 | 0 | Pcs | 1288000 | 0000 | IDR | General | 0 | 0 | Material | N | N | N | ""
11650 | 611175-0000 | Hydraulic Oil Tank Cap | Hydraulic Oil Tank Cap | 2020-08-25 13:30:43 | 0 | Pcs | 1977650 | 0000 | IDR | General | 0 | 0 | Material | N | N | N | ""
11717 | 211322-0000 | Hydraulic Piston Pump | Hydraulic Piston Pump | 2020-12-27 14:48:32 | 0 | Set | 16800000 | 0000 | IDR | General | 0 | 0 | Material | N | N | N | ""
10450 | 610002-DNFG | Hydraulic Puller Tensioner 6T SA-YQZ60 | Hydraulic Puller Tensioner 6T SA-YQZ60 | 2016-12-23 07:15:02 | 0 | Set | 1080891450 | DNFG | IDR | Dong Fang | 0 | 13355 | Material | N | N | N | ""
10452 | 610003-DNFG | Hydraulic Tensioner 8 T SA - YZ 2X40 B | Hydraulic Tensioner 8 T SA - YZ 2X40 B | 2016-12-23 07:12:49 | 0 | Set | 988244000 | DNFG | IDR | Dong Fang | 0 | 13355 | Material | N | N | N | ""
12428 | 710013-0000 | Hyundai Ioniq 5 | Hyundai Ioniq 5 | 2024-08-01 18:19:18 | 0 | Pcs | 742500000 | 0000 | IDR | General | 0 | 0 | Material | N | N | N | ""
11153 | 211146-0000 | I Konektor A2C Lupine 2 x 1267 to Plate 4 - Holes Dia. 14.5 | I Lupine A2C Connector 2 x 1267 to Plate 4 - Holes Dia. 14.5 | 2018-09-25 11:08:13 | 0 | Pcs | 1165000 | 0000 | IDR | General | 0 | 0 | Material | N | N | N | ""
11160 | 211153-0000 | I Konektor A2C Lupine 2 x 1267 to Plate 8 - Holes Dia. 14 | I Lupine A2C Connector 2 x 1267 to Plate 8 - Holes Dia. 14 | 2018-09-25 11:25:27 | 0 | Pcs | 1165000 | 0000 | IDR | General | 0 | 0 | Material | N | N | N | ""
11166 | 211159-0000 | I Konektor A2C Lupine 2 x 1267 to to Plate 6 - Holes Dia. 14.3 | I Lupine A2C Connector 2 x 1267 to Plate 6 - Holes Dia. 14.3 | 2018-09-25 11:33:54 | 0 | Pcs | 1165000 | 0000 | IDR | General | 0 | 0 | Material | N | N | N | ""
11169 | 211162-0000 | I Konektor A3C 300 to Pin 40 mm | I A3C 300 to Pin 40 mm connector | 2018-09-25 11:38:26 | 0 | Pcs | 793500 | 0000 | IDR | General | 0 | 0 | Material | N | N | N | ""
11151 | 211144-0000 | I Konektor A3C 300 to Plate 4 - Holes Dia. 14 | I A3C 300 Connector to Plate 4 - Holes Dia. 14 | 2018-09-25 11:06:04 | 0 | Pcs | 1165000 | 0000 | IDR | General | 0 | 0 | Material | N | N | N | ""
11158 | 211151-0000 | I Konektor A3C 300 to Plate 4 - Holes Dia. 14.5 | I A3C 300 Connector to Plate 4 - Holes Dia. 14.5 | 2018-09-25 11:18:27 | 0 | Pcs | 708500 | 0000 | IDR | General | 0 | 0 | Material | N | N | N | ""
11164 | 211157-0000 | I Konektor A3C 300 to Plate 8 - Holes Dia. 14 | I A3C 300 Connector to Plate 8 - Holes Dia. 14 | 2018-09-25 11:30:42 | 0 | Pcs | 716500 | 0000 | IDR | General | 0 | 0 | Material | N | N | N | ""
11167 | 211160-0000 | I Konektor A3C 630 to Pin 40 mm | I A3C 630 to Pin 40 mm connector | 2018-09-25 11:36:15 | 0 | Pcs | 847000 | 0000 | IDR | General | 0 | 0 | Material | N | N | N | ""
11150 | 211143-0000 | I Konektor A3C 630 to Plate 4 - Holes Dia. 14 | I A3C 630 Connector to Plate 4 - Holes Dia. 14 | 2018-09-25 11:03:29 | 0 | Pcs | 748500 | 0000 | IDR | General | 0 | 0 | Material | N | N | N | ""
11157 | 211150-0000 | I Konektor A3C 630 to Plate 4 - Holes Dia. 14.5 | I A3C 630 Connector to Plate 4 - Holes Dia. 14.5 | 2018-09-25 11:17:26 | 0 | Pcs | 748500 | 0000 | IDR | General | 0 | 0 | Material | N | N | N | ""
11162 | 211155-0000 | I Konektor A3C 630 to Plate 8 - Holes Dia. 14 | I A3C 630 Connector to Plate 8 - Holes Dia. 14 | 2018-09-25 11:28:13 | 0 | Pcs | 770000 | 0000 | IDR | General | 0 | 0 | Material | N | N | N | ""
10765 | 323188-0000 | IED Busbar Protection FOR 12 BAYS | IED Busbar Protection FOR 12 BAYS | 2017-08-03 19:26:19 | 0 | Set | 0 | 0000 |  | General | 0 | 0 | Material | N | N | N | ""
12416 | 313643-0000 | IED Backup Protection Unit | IED Backup Protection Unit | 2024-07-16 17:30:12 | 0 | Set | 0 | 0000 |  | General | 0 | 0 | Material | N | N | N | ""
12417 | 313644-0000 | IED Bay Control Unit | IED Bay Control Unit | 2024-07-16 17:31:14 | 0 | Set | 0 | 0000 |  | General | 0 | 0 | Material | N | N | N | ""
12419 | 313646-0000 | IED Main Protection Unit | IED Main Protection Unit | 2024-07-16 17:36:51 | 0 | Set | 141840000 | 0000 | IDR | General | 0 | 0 | Material | N | N | N | ""
8080 | 521003-0000 | Ijin Penempatan Perangkat Panel, Indoor | Indoor Panel Device Placement Permit |  | 0 | Ls | 0 | 0000 |  |  | 0 | 0 |  | N | N | N
8081 | 521004-0000 | Ijin Penempatan Perangkat Panel, outdoor | Permit for Placement of Panel Devices, outdoor |  | 0 | Ls | 0 | 0000 |  |  | 0 | 0 |  | N | N | N
9943 | 521012-0000 | Ijin PU Perkota | City PU Permit | 2015-07-02 15:12:58 | 0 | Ls | 0 | 0000 |  | General | 0 | 0 | Material | N | N | N | ""
12567 | 611342-0000 | Ijuk | Palm fiber | 2025-01-15 20:12:45 | 0 | ikat | 20000 | 0000 | IDR | General | 0 | 0 | Material | N | N | N | ""
11015 | 820098-0000 | Iklan baris | Classified ad | 2017-10-27 10:46:30 | 0 | Ls | 9009009 | 0000 | IDR | General | 0 | 0 | Material | N | N | N | ""
10381 | 820095-0000 | Iklan Recruitment | Recruitment Advertisement | 2016-10-06 09:31:29 | 0 | Ls | 9432000 | 0000 | IDR | General | 0 | 0 | Material | N | N | N | ""
9694 | 111325-0000 | Import fill with selected material | Import fill with selected material | 2015-02-02 18:39:20 | 0 | M3 | 93755 | 0000 | IDR | General | 0 | 12502 | Material | N | N | N | ""
10442 | 313258-0000 | Import Licence Undername | Import License Undername | 2016-12-06 13:47:06 | 0 | Ls | 13103000 | 0000 | IDR | General | 0 | 13510 | Material | N | N | N | ""
9546 | 720027-0000 | Import permit and custom clearance at Batam | Import permit and custom clearance at Batam | 2014-11-17 12:23:52 | 0 | Ls | 1618000 | 0000 | IDR | General | 15000000 | 12148 | Material | N | N | N | ""
7433 | 410079-0000 | In Line Closure 12 core | In-Line Closure 12 cores |  | 0 | Set | 0 | Gener |  |  | 0 | 0 |  | N | N | N
7434 | 410080-0000 | In Line Closure 24 core | In-Line Closure 24 cores |  | 0 | Set | 483000 | Gener | IDR |  | 936753.32 | 0 |  | N | N | N
7435 | 410081-0000 | In Line Closure 48 core | In-Line Closure 48 cores |  | 0 | Set | 738920 | Gener | IDR |  | 600000 | 0 |  | N | N | N
7436 | 410082-0000 | In Line Closure 96 core | In-Line Closure 96 cores | 2015-12-14 11:20:34 | 0 | Set | 1400000 | Gener | IDR |  | 1000000 | 13984 |  | N | N | N
8137 | 411008-0000 | In Line FO Splice Closure 12 Core | In Line FO Splice Closure 12 Core |  | 0 | Set | 0 | 0000 |  |  | 0 | 0 |  | N | N | N
8141 | 411012-0000 | In Line FO Splice Closure 144 Core | In Line FO Splice Closure 144 Cores |  | 0 | Set | 1000000 | 0000 | IDR |  | 1343810 | 0 |  | N | N | N
8138 | 411009-0000 | In Line FO Splice Closure 24 Core | In Line FO Splice Closure 24 Cores | 2016-02-25 16:16:33 | 0 | Set | 435000 | 0000 | IDR |  | 860000 | 13475 |  | N | N | N
8142 | 411013-0000 | In Line FO Splice Closure 264 Core | In Line FO Splice Closure 264 Cores |  | 0 | Set | 0 | 0000 |  |  | 0 | 0 |  | N | N | N
9393 | 413077-0000 | In Line FO Splice Closure 288 Core | In Line FO Splice Closure 288 Cores | 2014-08-11 10:40:31 | 0 | PCS | 1890000 | 0000 | IDR | General | 1700000 | 11711 | Material | N | N | N | ""
8139 | 411010-0000 | In Line FO Splice Closure 48 Core | In Line FO Splice Closure 48 Cores |  | 0 | Set | 100000 | 0000 | IDR |  | 550000 | 0 |  | N | N | N
8140 | 411011-0000 | In Line FO Splice Closure 96 Core | In Line FO Splice Closure 96 Cores |  | 0 | Set | 535000 | 0000 | IDR |  | 600000 | 0 |  | N | N | N
9216 | 521005-0000 | Incentive Sitac IBC | Incentive Sitac IBC | 2014-05-08 09:48:11 | 0 | Ls | 0 | 0000 | IDR | General | 0 | 11579 | Material | N | N | N | ""
9768 | 323099-0000 | Individual Test & Commissioning | Individual Test & Commissioning | 2015-02-03 14:23:20 | 0 | lot | 80000000 | 0000 | IDR | General | 0 | 12502 | Material | N | N | N | ""
9994 | 410001-COMB | Indoor Antenna - 806-960/1710-2500 Gain min. 4 dBi / 360 deg. Female Connector, Double port | Indoor Antenna - 806-960/1710-2500 Gain min. 4 dBi / 360 deg. Female Connector, Double port | 2015-09-30 09:36:21 | 0 | Pcs | 0 | COMB |  | COMBA | 0 | 0 | Material | N | N | N | ""
9997 | 410070-PACI | Indoor Antenna - Omni, 806-960/1710-2500 Gain min. 4 dBi / 360 deg. Female Connector, Double port | Indoor Antenna - Omni, 806-960/1710-2500 Gain min. 4 dBi / 360 deg. Female Connector, Double port | 2016-12-13 09:40:11 | 0 | Pcs | 406890 | PACI | IDR | PACIFIC WAVE | 406980 | 13539 | Material | N | N | N | ""
7306 | 410007-KTRN | Indoor Antenna - Bidirectional, Gain 7dBi, 800-2170 MHz | Indoor Antenna - Bidirectional, Gain 7dBi, 800-2170 MHz |  | 0 | Pcs | 0 | Kathr |  |  | 0 | 0 |  | N | N | N
9995 | 410002-COMB | Indoor Antenna - Directional Panel Antenna, 806-960/1710-2500, Double port | Indoor Antenna - Directional Panel Antenna, 806-960/1710-2500, Double port | 2015-09-30 09:38:56 | 0 | Pcs | 0 | COMB |  | COMBA | 0 | 0 | Material | N | N | N | ""
9998 | 410071-PACI | Indoor Antenna - Directional Panel Antenna, 806-960/1710-2500, Double port | Indoor Antenna - Directional Panel Antenna, 806-960/1710-2500, Double port | 2015-09-30 11:00:43 | 0 | Pcs | 610335 | PACI | IDR | PACIFIC WAVE | 0 | 0 | Material | N | N | N | ""
7304 | 410005-KTRN | Indoor Antenna - Directional/Panel, Gain 7dBi, 800-2170 MHz | Indoor Antenna - Directional/Panel, Gain 7dBi, 800-2170 MHz |  | 0 | Pcs | 0 | Kathr |  |  | 0 | 0 |  | N | N | N
7305 | 410006-PACI | Indoor Antenna - Directional/Panel, Gain 7dBi, 800-2700 MHz | Indoor Antenna - Directional/Panel, Gain 7dBi, 800-2700 MHz |  | 0 | Pcs | 170000 | Pacif | IDR |  | 33 | 0 |  | N | N | N
7300 | 410001-KTRN | Indoor Antenna - Omni, Gain 2dBi, 800-2500MHz | Indoor Antenna - Omni, Gain 2dBi, 800-2500MHz |  | 0 | Pcs | 0 | Kathr |  |  | 0 | 0 |  | N | N | N
9535 | 413115-0000 | Indoor Antenna - Omni, Gain 4,5dBi, 820-2500MHz | Indoor Antenna - Omni, Gain 4.5dBi, 820-2500MHz | 2014-11-03 10:24:16 | 0 | Pcs | 0 | 0000 | IDR | General | 0 | 12168 | Material | N | N | N | ""
7301 | 410002-PACI | Indoor Antenna - Omni, Gain 4dBi, 800-2500MHz | Indoor Antenna - Omni, Gain 4dBi, 800-2500MHz |  | 0 | Pcs | 257678 | Pacif | IDR |  | 22 | 0 |  | N | N | N
7302 | 410003-PACI | Indoor Antenna - Omni, Gain 4dBi, 800-2700MHz | Indoor Antenna - Omni, Gain 4dBi, 800-2700MHz | 2015-06-25 09:37:57 | 0 | Pcs | 160000 | Pacif | IDR |  | 131276.05 | 13327 |  | N | N | N
9570 | 410001-MOBI | Indoor Antenna - Omni, Gain 5dBi, 800-2700MHz | Indoor Antenna - Omni, Gain 5dBi, 800-2700MHz | 2014-12-01 17:27:43 | 0 | Pcs | 0 | MOBI | IDR | MOBI | 0 | 12206 | Material | N | N | N | ""
7303 | 410004-PACI | Indoor Antenna - Omni, Gain 5dBi, 800-2700MHz | Indoor Antenna - Omni, Gain 5dBi, 800-2700MHz | 2016-02-09 15:36:47 | 0 | Pcs | 21 | Pacif | USD |  | 30 | 13820 |  | N | N | N
7709 | 210040-0000 | Indoor Cabinet Rectifier A | Indoor Cabinet Rectifier A |  | 0 | Set | 0 | Gener | "" | "" | 0 | 0 | Material | N | N | N
7710 | 210041-0000 | Indoor Cabinet Rectifier B | Indoor Cabinet Rectifier B |  | 0 | Set | 0 | Gener | "" | "" | 0 | 0 | Material | N | N | N
12271 | 611329-0000 | Industrial Steel Deck UDI 25 x 250 | Industrial Steel Deck UDI 25 x 250 | 2023-06-03 18:02:09 | 0 | Pc/Month | 89100 | 0000 | IDR | General | 0 | 0 | Material | N | N | N | ""
11493 | 129382-0000 | Instalasi Air Bersih | Clean Water Installation | 2019-09-05 09:16:06 | 0 | Ls | 64167 | 0000 | IDR | General | 0 | 0 | Material | N | N | N | ""
9524 | 424081-0000 | Instalasi FO Aerial Cable, 12 Core SM G652D, Easy to Split (SC) | FO Aerial Cable Installation, 12 Core SM G652D, Easy to Split (SC) | 2014-10-30 14:10:19 | 0 | Mtr | 3055.5 | 0000 | IDR | General | 2250 | 12168 | Material | N | N | N | ""
9526 | 424082-0000 | Instalasi FO Aerial Cable, 24 Core SM G652D, Easy to Split (SC) | FO Aerial Cable Installation, 24 Core SM G652D, Easy to Split (SC) | 2014-10-30 14:15:38 | 0 | Mtr | 3055.5 | 0000 | IDR | General | 2250 | 12168 | Material | N | N | N | ""
9522 | 424080-0000 | Instalasi FO Aerial Cable, 8 Core SM G652D, Easy to Split (SC) | FO Aerial Cable Installation, 8 Core SM G652D, Easy to Split (SC) | 2014-10-30 14:07:17 | 0 | Mtr | 3055.5 | 0000 | IDR | General | 3174 | 12168 | Material | N | N | N | ""
9209 | 620001-0000 | Instalasi GPS VT310 untuk Excavator | VT310 GPS Installation for Excavator | 2014-04-28 14:08:24 | 0 | Unit | 0 | 0000 | IDR | General | 0 | 11430 | Material | N | N | N | ""
10962 | 424172-0000 | Instalasi PABX | PABX Installation | 2017-09-13 10:50:32 | 0 | Set | 33176100 | 0000 | IDR | General | 0 | 0 | Material | N | N | N | ""
10902 | 221047-0000 | Instalasi pemasangan 150 kV Current Transformers | Installation of 150 kV Current Transformers | 2017-08-04 17:03:24 | 0 | Set | 0 | 0000 |  | General | 0 | 0 | Material | N | N | N | ""
10900 | 221045-0000 | Instalasi pemasangan 150 kV Disconnecting Switch (DS)COMPLETE WITH SUPPORTING STRUCTURE, CLAMP CONNECTORS, AND ALL ACCESSORIES include wiring | Installation of 150 kV Disconnecting Switch (DS) COMPLETE WITH SUPPORTING STRUCTURE, CLAMP CONNECTORS, AND ALL ACCESSORIES including wiring | 2017-08-04 17:01:34 | 0 | Set | 0 | 0000 |  | General | 0 | 0 | Material | N | N | N | ""
10899 | 221044-0000 | Instalasi pemasangan 150 kV 3 PHASE SF6 CIRCUIT BREAKER, 3 POLE, 3150 A, 40 kA, COMPLETE WITH SUPPORTING STRUCTURE, CLAMP CONNECTORS, GAS SF6, AND ALL ACCESSORIES include wiring | Installation of 150 kV 3 PHASE SF6 CIRCUIT BREAKER, 3 POLE, 3150 A, 40 kA, COMPLETE WITH SUPPORTING STRUCTURE, CLAMP CONNECTORS, GAS SF6, AND ALL ACCESSORIES including wiring | 2017-08-04 17:00:42 | 0 | Set | 0 | 0000 |  | General | 0 | 0 | Material | N | N | N | ""
10901 | 221046-0000 | Instalasi pemasangan 150 kV Disconnecting Switch (DSE)COMPLETE | Installation of 150 kV Disconnecting Switch (DSE) COMPLETE | 2017-08-04 17:02:23 | 0 | Set | 0 | 0000 |  | General | 0 | 0 | Material | N | N | N | ""
11495 | 129384-0000 | Instalasi Pembuangan Air | Water Sewerage Installation | 2019-09-05 09:18:16 | 0 | Ls | 23750 | 0000 | IDR | General | 0 | 0 | Material | N | N | N | ""
12688 | 424179-0000 | Instalasi Perangkat Digital Teleprotection dalam Panel Rak | Installation of Digital Teleprotection Devices in Rack Panels | 2025-07-28 18:58:47 | 0 | Unit | 0 | 0000 |  | General | 0 | 0 | Material | N | N | N | ""
12689 | 424180-0000 | Instalasi Perangkat Main Distribution Frame dalam Panel Rak | Installation of Main Distribution Frame Device in Rack Panel | 2025-07-28 19:01:45 | 0 | Unit | 0 | 0000 |  | General | 0 | 0 | Material | N | N | N | ""
12687 | 424178-0000 | Instalasi Perangkat SDH STM-4 dalam Panel Rak | STM-4 SDH Device Installation in Rack Panel | 2025-07-28 18:53:33 | 0 | Unit | 0 | 0000 |  | General | 0 | 0 | Material | N | N | N | ""
9449 | 424073-0000 | Install Antenna | Install Antenna | 2014-09-02 13:00:37 | 13000 | Pcs | 0 | 0000 | IDR | General | 0 | 11694 | Material | Y | N | N | ""
8171 | 424019-0000 | Install BC-TR-5 Galian ,Pengurugan kembali dan perbaikan kembali , pengisian pasir , deeksten dan tanda rute untuk kabel tanah dan tempat sambung kedalaman 1,5 meter | Install BC-TR-5 Excavation, Backfilling and repair, sand filling, extension and route marking for underground cables and connection points to a depth of 1.5 meters | 2013-07-10 14:13:42 | 0 | Mtr | 22000 | 0000 | IDR | General | 21500 | 9982 | Material | N | N | N | ""
9845 | 323115-0000 | Install Box KWH | Install KWH Box | 2015-03-11 14:25:29 | 0 | Pcs | 11164150 | 0000 | IDR | General | 150000 | 0 | Material | N | N | N | ""
9844 | 323114-0000 | Install Box MDP & Arrester Protection | Install MDP Box & Arrester Protection | 2015-03-11 14:22:36 | 0 | Pcs | 150000 | 0000 | IDR | General | 150000 | 0 | Material | N | N | N | ""
9101 | 323033-0000 | Install Box MDP & Arrester Protection | Install MDP Box & Arrester Protection | 2014-03-14 16:23:43 | 102500 | Set | 102500 | 0000 | IDR | General | 102500 | 11633 | Material | Y | N | N | ""
9110 | 323037-0000 | Install Busbar & isolator | Install Busbar & Insulator | 2014-03-14 16:29:20 | 27500 | Pcs | 15000000 | 0000 | IDR | General | 28000 | 11633 | Material | Y | N | N | ""
9846 | 323116-0000 | Install Busbar and Isolator | Install Busbars and Insulators | 2015-03-11 14:27:11 | 0 | Pcs | 34500 | 0000 | IDR | General | 28000 | 0 | Material | N | N | N | ""
9106 | 323035-0000 | Install Cable AAC 70 | Install AAC 70 Cable | 2014-03-14 16:26:40 | 2180 | Mtr | 0 | 0000 | IDR | General | 0 | 11633 | Material | Y | N | N | ""
9108 | 323036-0000 | Install Cable NYY 4 x 16 mm | Install Cable NYY 4 x 16 mm | 2014-03-14 16:27:50 | 1300 | Mtr | 1500 | 0000 | IDR | General | 1500 | 11633 | Material | Y | N | N | ""
9843 | 221027-0000 | Install Cable Tray | Install Cable Tray | 2015-03-11 14:20:29 | 0 | Mtr | 33000 | 0000 | IDR | General | 6500 | 0 | Material | N | N | N | ""
9088 | 221013-0000 | Install Cable Tray | Install Cable Tray | 2014-03-14 16:01:18 | 6500 | Mtr | 6500 | 0000 | IDR | General | 6500 | 11633 | Material | Y | N | N | ""
9455 | 129112-0000 | Install Civil IBC - Plester, cementinous & under layer | Install Civil IBC - Plaster, cementinous & under layer | 2014-09-02 13:20:33 | 18000 | M2 | 18000 | 0000 | IDR | General | 18000 | 11694 | Material | Y | N | N | ""
9087 | 424050-0000 | Install Combiner | Install Combiner | 2014-03-14 15:53:53 | 19000 | Pcs | 19000 | 0000 | IDR | General | 19000 | 11633 | Material | Y | N | N | ""
9119 | 129088-0000 | Install Concrete for foundation | Install Concrete for foundation | 2014-03-14 16:44:44 | 107000 | M3 | 850000 | 0000 | IDR | General | 250000 | 11633 | Material | Y | N | N | ""
9450 | 424074-0000 | Install Coupler / Tapper | Install Coupler / Tapper | 2014-09-02 13:02:05 | 19000 | Pcs | 0 | 0000 | IDR | General | 0 | 11694 | Material | Y | N | N | ""
9086 | 424049-0000 | Install Feeder Cable | Install Feeder Cable | 2014-03-14 15:52:43 | 4500 | Mtr | 4500 | 0000 | IDR | General | 4500 | 11633 | Material | Y | N | N | ""
9121 | 129090-0000 | Install Form work | Install Form work | 2014-03-14 16:46:53 | 17000 | M2 | 20000 | 0000 | IDR | General | 20000 | 11633 | Material | Y | N | N | ""
10088 | 820089-0000 | Install IKR / Rumah | Install IKR / Home | 2015-11-30 16:05:07 | 0 | Unit | 0 | 0000 |  | General | 0 | 0 | Material | N | N | N | ""
9413 | 424072-0000 | Install Jumper | Install Jumper | 2014-08-28 16:35:04 | 19000 | ea | 19000 | 0000 | IDR | General | 19000 | 11684 | Material | Y | N | N | ""
9103 | 323034-0000 | Install KWH Box | Install KWH Box | 2014-03-14 16:24:52 | 102500 | Set | 102500 | 0000 | IDR | General | 102500 | 11633 | Material | Y | N | N | ""
9453 | 323048-0000 | Install ME IBC - Caldweld joint from splitzen to busbar bak kontrol | Install ME IBC - Caldweld joint from splitzen to busbar tub control | 2014-09-02 13:16:15 | 0 | Pcs | 0 | 0000 | IDR | General | 0 | 11694 | Material | Y | N | N | ""
9847 | 323117-0000 | Install ME IBC - Copper rod | Install ME IBC - Copper rod | 2015-03-11 14:28:26 | 0 | Pcs | 88000 | 0000 | IDR | General | 88000 | 0 | Material | N | N | N | ""
9451 | 323046-0000 | Install ME IBC - Copper rod | Install ME IBC - Copper rod | 2014-09-02 13:10:34 | 0 | Pcs | 88000 | 0000 | IDR | General | 88000 | 11694 | Material | Y | N | N | ""
9452 | 323047-0000 | Install ME IBC - Grounding cable | Install ME IBC - Grounding cable | 2014-09-02 13:13:30 | 1800 | Pcs | 1800 | 0000 | IDR | General | 1800 | 11694 | Material | Y | N | N | ""
9848 | 323118-0000 | Install ME IBC - Lighting protection / splitzen | Install ME IBC - Lighting protection / splitzen | 2015-03-11 14:29:43 | 0 | Pcs | 40000 | 0000 | IDR | General | 50000 | 0 | Material | N | N | N | ""
9454 | 323049-0000 | Install ME IBC - Lighting protection / splitzen | Install ME IBC - Lighting protection / splitzen | 2014-09-02 13:18:29 | 36000 | Pcs | 36000 | 0000 | IDR | General | 36000 | 11694 | Material | Y | N | N | ""
10661 | 323161-0000 | Install ME IBC Panel ACPDB | Install ME IBC Panel ACPDB | 2017-07-05 16:24:59 | 0 | Pcs | 780000 | 0000 | IDR | General | 0 | 0 | Material | N | N | N | ""
11536 | 323205-0000 | Install ME IBC Optic cable | Install ME IBC Optic cable | 2019-10-31 10:35:21 | 0 | Mtr | 0 | 0000 |  | General | 0 | 0 | Material | N | N | N | ""
10518 | 424166-0000 | Install ME IBC Power cable | Install ME IBC Power cable | 2017-02-10 15:29:32 | 1500 | Pcs | 0 | 0000 |  | General | 1500 | 13352 | Material | Y | N | N | ""
9869 | 413138-0000 | Install Optical Termination Box (OTB) 12 core include pigtail | Install Optical Termination Box (OTB) 12 cores including pigtail | 2015-04-16 15:05:00 | 0 | Pcs | 597440 | 0000 | IDR | General | 0 | 0 | Material | N | N | N | ""
9999 | 424123-0000 | Install Optical Termination Box (OTB) 48 core | Install Optical Termination Box (OTB) 48 cores | 2015-10-01 09:06:31 | 0 | Set | 2389770 | 0000 | IDR | General | 0 | 0 | Material | N | N | N | ""
10000 | 424124-0000 | Install Optical Termination Box (OTB) 96 core | Install Optical Termination Box (OTB) 96 cores | 2015-10-01 09:07:03 | 0 | Set | 0 | 0000 |  | General | 0 | 0 | Material | N | N | N | ""
9113 | 323038-0000 | Install PLN Connection | Install PLN Connection | 2014-03-14 16:30:37 | 0 | Ls | 8131650 | 0000 | IDR | General | 0 | 11633 | Material | N | N | N | ""
11573 | 129392-0000 | Install Pole 12 m | Install Pole 12 m | 2020-01-31 10:16:42 | 0 | Ls | 0 | 0000 |  | General | 0 | 0 | Material | Y | N | N | ""
11535 | 129387-0000 | Install Pole 3 mtr | Install Pole 3 mtr | 2019-10-31 10:33:55 | 0 | Ls | 0 | 0000 |  | General | 0 | 0 | Material | N | N | N | ""
11538 | 129389-0000 | install pole 3m | install 3m pole | 2019-11-01 21:08:28 | 0 | Ls | 0 | 0000 |  | General | 0 | 0 | Material | N | N | N | ""
9215 | 221014-0000 | Install Pole 6 mtr | Install 6 m pole | 2014-05-07 15:36:30 | 1115 | ea | 1115 | 0000 | IDR | General | 1115 | 11579 | Material | Y | N | N | ""
9120 | 129089-0000 | Install Rebar for foundation | Install Rebar for foundation | 2014-03-14 16:45:38 | 1200 | Kg | 1200 | 0000 | IDR | General | 1200 | 11633 | Material | Y | N | N | ""
10942 | 129322-0000 | install red brick | install red brick | 2017-09-07 14:14:44 | 15000 | M2 | 0 | 0000 |  | General | 0 | 0 | Material | Y | N | N | ""
8173 | 424021-0000 | Install SC-MP-C Concrete Marking Post with hight 1 mtr | Install SC-MP-C Concrete Marking Post with height 1 mtr | 2013-07-10 14:16:29 | 0 | Pcs | 75000 | 0000 | IDR | General | 75000 | 9982 | Material | N | N | N | ""
9412 | 424071-0000 | Install Splitter | Install Splitter | 2014-08-28 16:33:58 | 19000 | ea | 19000 | 0000 | IDR | General | 19000 | 11684 | Material | Y | N | N | ""
8164 | 424012-0000 | Install TC-OF-R-19 optical fiber cable rack 19 Inch. | Install TC-OF-R-19 optical fiber cable rack 19 Inch. | 2013-07-10 13:49:05 | 0 | ea | 300000 | 0000 | IDR | General | 0 | 9982 | Material | N | N | N | ""
8675 | 424043-0000 | Install TC-SM-144 termination and exchange joint of a single mode optical fiber cable, CTF/BOX, 144 optical cores included pig tail, protection sleeve. | Install TC-SM-144 termination and exchange joint of a single mode optical fiber cable, CTF/BOX, 144 optical cores included pig tail, protection sleeve. | 2013-10-04 16:15:22 | 0 | ea | 1 | 0000 | IDR | General | 0 | 11132 | Material | N | N | N | ""
8328 | 424034-0000 | Install TC-SM-24 termination and exchange joint of a single mode optical fiber cable, CTF/BOX, 24 optical cores included pig tail, protection sleeve. | Install TC-SM-24 termination and exchange joint of a single mode optical fiber cable, CTF/BOX, 24 optical cores including pig tail, protection sleeve. | 2013-08-01 15:10:29 | 0 | ea | 750000 | 0000 | IDR | General | 840000 | 10101 | Material | N | N | N | ""
8163 | 424011-0000 | Install TC-SM-48 termination and exchange joint of a single mode optical fiber cable, CTF/BOX, 48 optical cores included pig tail, protection sleeve. | Install TC-SM-48 termination and exchange joint of a single mode optical fiber cable, CTF/BOX, 48 optical cores including pig tail, protection sleeve. | 2013-07-10 13:47:55 | 0 | ea | 0 | 0000 | IDR | General | 0 | 9982 | Material | N | N | N | ""
12728 | 323239-0000 | Installation of ACSR/AS 250-A1/SA1A-26/7 Conductors Complete with Fittings and Accessories | Installation of ACSR/AS 250-A1/SA1A-26/7 Conductors Complete with Fittings and Accessories | 2025-10-07 14:45:23 | 0 | Kmr | 0 | 0000 |  | General | 0 | 0 | Material | N | N | N | ""
8814 | 313045-0000 | Insulator 120 kN | 120 kN insulator | 2013-12-16 17:11:10 | 0 | Pcs | 15 | 0000 | USD | General | 15 | 11916 | Material | N | N | N | ""
10992 | 211141-0000 | Insulator 120 kN with fog type | Insulator 120 kN with fog type | 2017-09-22 17:42:53 | 0 | Pcs | 295000 | 0000 | IDR | General | 0 | 0 | Material | N | N | N | ""
11886 | 313538-0000 | Insulator Extension Strap | Insulator Extension Strap | 2021-09-23 20:34:26 | 0 | Pcs | 1259616 | 0000 | IDR | General | 0 | 0 | Material | N | N | N | ""
11898 | 211375-0000 | Insulator Guy Strain | Guy Strain Insulator | 2021-09-23 21:08:25 | 0 | Pcs | 30 | 0000 | USD | General | 0 | 0 | Material | N | N | N | ""
7705 | 210036-0000 | Insulator Type 210kN CA-842EZ | Insulator Type 210kN CA-842EZ | 2015-11-25 11:37:33 | 0 | Pcs | 390000 | Gener | IDR | "" | 400000 | 13735 | Material | N | N | N
10002 | 313189-0000 | Insulator U120B (F12/146DC) | U120B (F12/146DC) Insulator | 2015-10-06 09:58:52 | 0 | Pcs | 230000 | 0000 | IDR | General | 0 | 14650 | Material | N | N | N | ""
9996 | 313188-0000 | Insulator U120BP (F120P/146) | U120BP (F120P/146) Insulator | 2015-09-30 15:29:53 | 0 | Pcs | 283784 | 0000 | IDR | General | 0 | 14425 | Material | N | N | N | ""
12348 | 323212-0000 | Integrasi including Commisioning MUX eksisting dan RCC | Integration including Commissioning of existing MUX and RCC | 2024-05-16 14:24:03 | 0 | Set | 0 | 0000 |  | General | 0 | 0 | Material | N | N | N | ""
12368 | 323217-0000 | Integrasi including Commisioning RCP eksisting | Integration including Commissioning of existing RCP | 2024-05-19 07:57:27 | 0 | bay | 28675000 | 0000 | IDR | General | 0 | 0 | Material | N | N | N | ""
12369 | 323218-0000 | Integrasi including Commisioning SAS eksisting | Integration including Commissioning of existing SAS | 2024-05-19 07:59:11 | 0 | bay | 28675000 | 0000 | IDR | General | 0 | 0 | Material | N | N | N | ""
9840 | 313171-0000 | Integrasi including Commisioning SAS eksisting | Integration including Commissioning of existing SAS | 2015-03-10 16:24:17 | 0 | lot | 22381800 | 0000 | IDR | General | 18531 | 12907 | Material | N | N | N | ""
12370 | 323219-0000 | Integrasi including Commisioning to Busbar Protection Existing | Integration including Commissioning to Busbar Protection Existing | 2024-05-19 08:04:50 | 0 | bay | 28675000 | 0000 | IDR | General | 0 | 0 | Material | N | N | N | ""
12539 | 323229-0000 | Interconnection with existing telecommunication equipment (PAX, PLC, Optical MUX, etc) | Interconnection with existing telecommunication equipment (PAX, PLC, Optical MUX, etc) | 2024-12-02 17:07:57 | 0 | SS | 0 | 0000 |  | General | 0 | 0 | Material | N | N | N | ""
12491 | 313677-0000 | Internal Wiring Consumable Item | Internal Wiring Consumable Items | 2024-11-07 15:07:03 | 0 | Ls | 100 | 0000 | IDR | General | 0 | 0 | Material | N | N | N | ""
12160 | 313588-0000 | Inverse Double Tension Stringset for Conductor 2xTACSR 410 | Inverse Double Tension Stringset for Conductor 2xTACSR 410 | 2022-09-22 12:58:48 | 0 | Set | 4717890 | 0000 | IDR | General | 0 | 0 | Material | N | N | N | ""
12172 | 211444-0000 | Inverse Double Tension Stringset for Conductor 2xTACSR 410 w/o Compression Dead End | Inverse Double Tension Stringset for Conductor 2xTACSR 410 w/o Compression Dead End | 2022-10-20 08:07:10 | 0 | Set | 3617890 | 0000 | IDR | General | 0 | 0 | Material | N | N | N | ""
8809 | 313040-0000 | Inverse Single Tension 120 kN, l xAC5R 240/40, 16mm Couple | Inverse Single Tension 120 kN, l xAC5R 240/40, 16mm Couple | 2014-08-07 19:07:28 | 0 | Set | 1944630 | 0000 | IDR | General | 148.41 | 11916 | Material | N | N | N | ""
11830 | 211339-0000 | Inverse Single Tension Stringset for Conductor 2xTACSR 410 | Inverse Single Tension Stringset for Conductor 2xTACSR 410 | 2021-09-01 08:24:22 | 0 | Set | 3875235 | 0000 | IDR | General | 0 | 0 | Material | N | N | N | ""
9311 | 313071-0000 | Inverter | Inverter | 2017-09-12 15:11:14 | 0 | Set | 0 | 0000 | IDR | General | 0 | 11683 | Material | N | N | N | ""
10848 | 313315-0000 | Inverter - 3kVA INVERTER, 1 Phase, 220 VAC, 50 Hz | Inverter - 3kVA INVERTER, 1 Phase, 220 VAC, 50 Hz | 2017-08-04 10:55:05 | 0 | Set | 150608000 | 0000 | IDR | General | 0 | 0 | Material | N | N | N | ""
11095 | 129345-0000 | Investigasi Pondasi Tower Existing | Existing Tower Foundation Investigation | 2018-04-16 16:49:41 | 0 | Ls | 0 | 0000 |  | General | 0 | 0 | Material | N | N | N | ""
10270 | 611087-0000 | Isi Ulang Aqua Galon | Refill Aqua Gallons | 2016-07-29 10:39:22 | 0 | Unit | 1217000 | 0000 | IDR | General | 0 | 0 | Material | N | N | N | ""
10415 | 810023-0000 | Isi ulang tinta stempel | Stamp ink refill | 2016-11-23 09:25:11 | 0 | Pcs | 0 | 0000 |  | General | 0 | 0 | Material | N | N | N | ""
9429 | 313085-0000 | Isolasi Unibel | Unibel Isolation | 2014-09-02 09:56:22 | 0 | Pcs | 15000 | 0000 | IDR | General | 9000 | 11694 | Material | N | N | N | ""
11221 | 810072-0000 | Isolatif | Isolative | 2018-12-11 14:12:35 | 0 | Pcs | 8000 | 0000 | IDR | General | 0 | 0 | Material | N | N | N | ""
11220 | 810071-0000 | Isolatif Track | Isolative Track | 2018-12-11 14:11:35 | 0 | Pcs | 50000 | 0000 | IDR | General | 0 | 0 | Material | N | N | N | ""
7659 | 310053-0000 | Isolator | Insulator | 2015-06-01 15:01:16 | 0 | Pcs | 0 | Gener | "" | "" | 15000 | 13147 | Material | N | N | N
7693 | 210024-0000 | Isolator bubut 50x40 mm | 50x40 mm lathe insulator |  | 0 | Pcs | 15000 | Gener | IDR | "" | 195000 | 0 | Material | N | N | N
12685 | 820140-0000 | Iuran Program Khusus Jasa Konstruksi | Special Construction Services Program Contribution | 2025-07-15 10:20:55 | 0 | Ls | 123882000 | 0000 | IDR | General | 0 | 0 | Material | N | N | N | ""
12782 | 111704-0000 | IWF 125 mm - 60 mm - 6 mm, panjang 12 m | IWF 125 mm - 60 mm - 6 mm, length 12 m | 2025-11-22 22:02:01 | 0 | btg | 0 | 0000 |  | General | 0 | 0 | Material | N | N | N | ""
12783 | 111705-0000 | IWF 125 mm - 60 mm - 6 mm, panjang 6 m | IWF 125 mm - 60 mm - 6 mm, length 6 m | 2025-11-22 22:09:32 | 0 | btg | 0 | 0000 |  | General | 0 | 0 | Material | N | N | N | ""
11956 | 611240-0000 | Jack Hammer | Jack Hammer | 2021-10-24 11:04:03 | 0 | Unit | 2965834 | 0000 | IDR | General | 0 | 0 | Material | N | N | N | ""
10265 | 620007-0000 | Jaminan sewa mesin fotocopy IR 2525 s/n FRz 32683 | IR 2525 photocopier rental guarantee s/n FRz 32683 | 2016-07-26 16:55:13 | 0 | Ls | 0 | 0000 |  | General | 0 | 0 | Material | N | N | N | ""
9417 | 820057-0000 | Jamsostek | Social Security | 2014-08-29 10:33:53 | 0 | Ls | 26774760 | 0000 | IDR | General | 0 | 11684 | Material | N | N | N | ""
9245 | 611030-0000 | Jas Hujan (dengan Spot Light) | Raincoat (with Spot Light) | 2014-05-16 11:01:39 | 0 | Pcs | 130000 | 0000 | IDR | General | 0 | 11558 | Material | N | N | N | ""
9743 | 323074-0000 | Jasa 150 kV 3 Phase Disconnecting Switch motor operated, 31.5 kA 2000 A without Earthing switch, complete with clamps and supporting structure for Bus Coupler bay | Services 150 kV 3 Phase Disconnecting Switch motor operated, 31.5 kA 2000 A without Earthing switch, complete with clamps and supporting structure for Bus Coupler bay | 2016-02-10 11:06:59 | 0 | Set | 0 | 0000 | IDR | General | 0 | 12502 | Material | N | N | N | ""
9746 | 323077-0000 | Jasa 150 kV Current transformer for Bus-Coupler bay complete with clamps and supporting structure comprising, Core 1, 1000-2000/1 A, Class 5P20 Class 0.2 for over current protection, Earth fault protection, instrument. Core 2, 100 | 150 kV Current transformer services for Bus-Coupler bay complete with clamps and supporting structure consisting, Core 1, 1000-2000/1 A, Class 5P20 Class 0.2 for over current protection, Earth fault protection, instruments. Core 2, 100 | 2016-02-10 11:09:02 | 0 | Unit | 0 | 0000 | IDR | General | 0 | 12502 | Material | N | N | N | ""
9745 | 323076-0000 | Jasa 150 kV Current Transformer for Bus-Coupler Bay complete with clamps and supporting structure comprising, Core 1, 1000-2000/1 A, Class X for Main Busbar Protection | 150 kV Current Transformer for Bus-Coupler Bay services complete with clamps and supporting structure consisting, Core 1, 1000-2000/1 A, Class X for Main Busbar Protection | 2016-02-10 11:08:41 | 0 | Unit | 0 | 0000 | IDR | General | 0 | 12502 | Material | N | N | N | ""
9757 | 323088-0000 | Jasa 150/70kV, 60 MVA 3-Phase Pawer Transformer include Remote Control Panel (RCP) complete with accessories and supporting structure for mounting 150 kV and 70 kV NCT | 150/70kV, 60 MVA 3-Phase Pawer Transformer services include Remote Control Panel (RCP) complete with accessories and supporting structure for mounting 150 kV and 70 kV NCT | 2016-02-10 11:12:30 | 0 | Unit | 0 | 0000 | IDR | General | 0 | 12502 | Material | N | N | N | ""
8161 | 411018-0000 | Jasa BCTR-ROCK Galian batu masif miniman 110 cm panjang minimum 5 m di cor beton 123 tebal 30 cm dengan marking post | BCTR-ROCK services: Massive rock excavation with a minimum thickness of 110 cm and a minimum length of 5 m, cast in 123 cm thick concrete with marking posts | 2013-07-10 12:19:30 | 0 | Mtr | 175278 | 0000 | IDR | General | 120000 | 9982 | Material | N | N | N | ""
10196 | 129140-0000 | Jasa bongkar, pindah, dan pasang kembali lantai tingkat Mezzanine | Mezzanine floor dismantling, moving and reinstallation services | 2016-05-25 14:21:28 | 0 | Ls | 600000 | 0000 | IDR | General | 0 | 0 | Material | N | N | N | ""
10187 | 129138-0000 | Jasa Bore Pile | Bore Pile Services | 2016-10-27 14:53:18 | 0 | Mtr | 170000 | 0000 | IDR | General | 0 | 13019 | Material | N | N | N | ""
11130 | 129350-0000 | Jasa borepile (tanpa pembesian dan pengecoran | Borepile services (without reinforcement and casting) | 2018-06-07 15:01:59 | 0 | Mtr | 60000 | 0000 | IDR | General | 0 | 0 | Material | N | N | N | ""
11197 | 129353-0000 | jasa borepile dia. 40cm (boring, rebar, cor) | borepile services dia. 40cm (boring, rebar, casting) | 2018-11-14 17:30:23 | 0 | Mtr | 100000 | 0000 | IDR | General | 0 | 0 | Material | N | N | N | ""
10188 | 129139-0000 | Jasa Cor Pondasi Pad and Chimney T19 | T19 Pad and Chimney Foundation Casting Services | 2016-05-13 10:41:55 | 0 | M3 | 1000000 | 0000 | IDR | General | 0 | 0 | Material | N | N | N | ""
12033 | 111618-0000 | Jasa dan Supply Pagar/Pintu Harmonika termasuk Rangka | Accordion Fence/Door Services and Supply including Frames | 2022-01-27 13:49:31 | 0 | M2 | 0 | 0000 |  | General | 0 | 0 | Material | N | N | N | ""
8166 | 424014-0000 | Jasa DD-BM-1 Instalasi dengan Metode Boring mesin atau Manual 1 arah. | DD-BM-1 Installation Services using the 1-way Manual or Machine Boring Method. | 2013-07-10 13:51:51 | 0 | Mtr | 65000 | 0000 | IDR | General | 65000 | 9982 | Material | N | N | N | ""
11549 | 129391-0000 | Jasa Hammer Test | Hammer Test Services | 2019-11-20 16:14:05 | 0 | Site | 400000 | 0000 | IDR | General | 0 | 0 | Material | N | N | N | ""
11676 | 323207-0000 | Jasa Instalasi CCTV | CCTV Installation Services | 2020-10-02 11:12:37 | 0 | Pcs | 500000 | 0000 | IDR | General | 0 | 0 | Material | N | N | N | ""
12548 | 221061-0000 | Jasa Kalibrasi Compression Testing Machine | Compression Testing Machine Calibration Services | 2024-12-20 16:40:23 | 0 | Set | 5775000 | 0000 | IDR | General | 0 | 0 | Material | N | N | N | ""
11115 | 820100-0000 | Jasa Konsultan Desain Tower | Tower Design Consultant Services | 2018-05-18 16:52:08 | 0 | Set | 2400000 | 0000 | IDR | General | 0 | 0 | Material | N | N | N | ""
9749 | 323080-0000 | Jasa Marshalling kiosks for Bus Coupler bay | Marshalling kiosks for Bus Coupler bay services | 2016-02-10 10:59:27 | 0 | Set | 0 | 0000 | IDR | General | 0 | 12502 | Material | N | N | N | ""
9742 | 323073-0000 | Jasa Marshalling kiosks for IBT bay | Marshalling kiosks services for IBT bay | 2016-02-10 10:37:23 | 0 | Set | 0 | 0000 | IDR | General | 0 | 12502 | Material | N | N | N | ""
9078 | 221012-0000 | Jasa Operator | Operator Services | 2014-03-07 15:45:26 | 0 | Hr | 150000 | 0000 | IDR | General | 0 | 11793 | Material | N | N | N | ""
11312 | 820103-0000 | Jasa Operator Excavator | Excavator Operator Services | 2019-03-21 17:22:17 | 0 | Day | 225000 | 0000 | IDR | General | 0 | 0 | Material | N | N | N | ""
8329 | 424008-0000 | Jasa OS-SM-24 Splice/joint of single mod optical fiber, 24 core | OS-SM-24 Splice/joint of single mod optical fiber services, 24 cores | 2013-08-01 15:14:22 | 0 | ea | 750000 | 0000 | IDR | General | 750000 | 10101 | Material | N | N | N | ""
8176 | 424022-0000 | Jasa OS-SM-48 Splice/joint of single mode optical fiber, 48 core | OS-SM-48 Splice/joint of single mode optical fiber services, 48 ​​cores | 2013-07-10 14:20:59 | 0 | ea | 21500000 | 0000 | IDR | General | 21500000 | 9982 | Material | N | N | N | ""
11670 | 129393-0000 | Jasa Pasang Tiang Pancang | Pile Installation Services | 2020-09-29 21:15:34 | 0 | Mtr | 191473 | 0000 | IDR | General | 0 | 0 | Material | N | N | N | ""
11230 | 129354-0000 | Jasa pekerjaan sipil gedung kontrol | Civil engineering services for control buildings | 2018-12-13 18:28:01 | 0 | M2 | 451000 | 0000 | IDR | General | 0 | 0 | Material | N | N | N | ""
12700 | 129477-0000 | Jasa Pemancangan Tiang Pancang Beton Pracetak Prategang 40 x 40 cm | Precast Prestressed Concrete Pile Driving Services 40 x 40 cm | 2025-08-04 19:07:33 | 0 | Mtr | 0 | 0000 |  | General | 0 | 0 | Material | N | N | N | ""
12719 | 129481-0000 | Jasa Pemancangan Tiang Pancang Beton Pracetak Prategang ukr. 400 x 400 mm / Dia. 400 mm menggunakan Drop Hammer | Precast Prestressed Concrete Pile Driving Services, size 400 x 400 mm / Dia. 400 mm using Drop Hammer | 2025-09-15 12:46:42 | 0 | Mtr | 69444.44 | 0000 | IDR | General | 0 | 0 | Material | N | N | N | ""
10383 | 424164-0000 | Jasa pemasangan antenna panel Outdoor wall mounted & penarikan kable Optik | Outdoor wall mounted panel antenna installation services & optical cable pulling | 2016-10-14 14:52:35 | 0 | Ls | 0 | 0000 |  | General | 0 | 0 | Material | N | N | N | ""
12616 | 424176-0000 | Jasa Pemasangan Kabel FO 4 core | 4 core FO cable installation services | 2025-03-24 13:00:11 | 0 | Mtr | 13000 | 0000 | IDR | General | 0 | 0 | Material | N | N | N | ""
10173 | 424149-0000 | Jasa Pemasangan/Penarikan Kabel In Duct Fiber Optik Single Mode 24 core G 652 D (DC-OF-SM-24D) | Fiber Optic In Duct Cable Installation/Pulling Services Single Mode 24 core G 652 D (DC-OF-SM-24D) | 2016-04-21 11:48:37 | 0 | Mtr | 0 | 0000 |  | General | 0 | 0 | Material | N | N | N | ""
11969 | 129432-0000 | Jasa Pembuatan Bagan | Chart Making Services | 2021-11-04 21:25:24 | 0 | Ls | 6000000 | 0000 | IDR | General | 0 | 0 | Material | N | N | N | ""
11767 | 323209-0000 | Jasa Penarikan Tali Pancing / eret-eret dengan Drone | Fishing Line Pulling / Drone Pulling Services | 2021-02-10 10:01:18 | 0 | Km | 0 | 0000 |  | General | 0 | 0 | Material | N | N | N | ""
10172 | 424148-0000 | Jasa Pencarian Lokasi Kerusakan Kabel (Service Fault Locator) | Cable Fault Locator Service | 2016-04-15 14:46:56 | 0 | Ls | 0 | 0000 |  | General | 0 | 0 | Material | N | N | N | ""
11194 | 129352-0000 | jasa pengecoran ready mix | ready mix casting services | 2018-11-12 15:35:08 | 0 | M3 | 170000 | 0000 | IDR | General | 0 | 0 | Material | N | N | N | ""
12778 | 129484-0000 | Jasa Penggunaan Drop Hammer untuk Pelaksanaan PDA Test | Drop Hammer Usage Services for PDA Test Implementation | 2025-11-17 09:18:01 | 0 | Ttk | 2500000 | 0000 | IDR | General | 0 | 0 | Material | N | N | N | ""
12775 | 323245-0000 | Jasa Pengujian Tan Delta / Dissipation Factor untuk CT / CVT 150 kV | Tan Delta / Dissipation Factor Testing Services for 150 kV CT / CVT | 2025-11-11 09:02:37 | 0 | Pcs | 2150000 | 0000 | IDR | General | 0 | 0 | Material | N | N | N | ""
9319 | 323043-0000 | Jasa pengurusan SPJBTL, STO, dan SLO | SPJBTL, STO, and SLO administration services | 2014-06-11 14:50:22 | 0 | Ls | 0 | 0000 | IDR | General | 0 | 11683 | Material | N | N | N | ""
12006 | 611273-0000 | Jasa Penyimpanan Barang | Goods Storage Services | 2022-01-01 20:53:02 | 0 | Mth | 0 | 0000 |  | General | 0 | 0 | Material | N | N | N | ""
12032 | 129433-0000 | Jasa Screed lantai / pondasi | Floor/foundation screed services | 2022-01-27 12:46:41 | 0 | M2 | 0 | 0000 |  | General | 0 | 0 | Material | N | N | N | ""
12761 | 323242-0000 | Jasa Sertifikasi dan Penerbitan Rekomendasi Laik Bertegangan | Certification Services and Issuance of Voltage Eligibility Recommendations | 2025-10-31 05:37:58 | 0 | Ls | 39279400 | 0000 | IDR | General | 0 | 0 | Material | N | N | N | ""
12760 | 323241-0000 | Jasa Sertifikasi Penerbitan Rekomendasi Laik Bertengangan | Certification Services for Issuance of Recommendations for Territorial Eligibility | 2025-10-30 11:03:36 | 0 | Ls | 40000000 | 0000 | IDR | General | 0 | 0 | Material | N | N | N | ""
12111 | 313570-0000 | Jasa Sertifikasi Penerbitan Sertifikat Layak Operasi | Certification Services for Issuance of Certificate of Operational Suitability | 2022-06-28 12:55:09 | 0 | lot | 0 | 0000 |  | General | 0 | 0 | Material | N | N | N | ""
12112 | 323210-0000 | Jasa Sertifikasi Penerbitan Sertifikat Layak Operasi | Certification Services for Issuance of Certificate of Operational Suitability | 2022-06-28 12:59:30 | 0 | lot | 20000000 | 0000 | IDR | General | 0 | 0 | Material | N | N | N | ""
12776 | 323246-0000 | Jasa Sewa CPC 100 termasuk Operator | CPC 100 Rental Services including Operator | 2025-11-13 13:47:19 | 0 | Day | 4000000 | 0000 | IDR | General | 0 | 0 | Material | N | N | N | ""
12617 | 424177-0000 | Jasa Splicing Kabel FO 4 core | 4 core FO cable splicing services | 2025-03-24 13:02:40 | 0 | Ttk | 250000 | 0000 | IDR | General | 0 | 0 | Material | N | N | N | ""
8566 | 129024-0000 | Jasa Tower Foundations Type BB4 Class 6 Piled | Tower Foundations Type BB4 Class 6 Piled Services | 2016-02-10 11:01:31 | 0 | Twr | 0 | 0000 | IDR | General | 0 | 11132 | Material | N | N | N | ""
12777 | 323247-0000 | Jasa Uji Kestabilan Proteksi Busbar 150 kV (Primary Injection Test Kondisi Padam) | 150 kV Busbar Protection Stability Testing Services (Primary Injection Test in Off Condition) | 2025-11-13 14:01:56 | 0 | bay | 10000000 | 0000 | IDR | General | 0 | 0 | Material | N | N | N | ""
10170 | 211098-0000 | J-Bolt M16 x 630 mm, 3 nut, 2 plate washer, 1 spring washer | J-Bolt M16 x 630 mm, 3 nuts, 2 plate washers, 1 spring washer | 2016-03-23 14:17:16 | 0 | Set | 25255 | 0000 | IDR | General | 0 | 0 | Material | N | N | N | ""
9873 | 211092-0000 | J-Bolt M24 x 500 mm, 3 nut, 2 plate washer, 1 spring washer | J-Bolt M24 x 500 mm, 3 nuts, 2 plate washers, 1 spring washer | 2015-04-17 07:22:54 | 0 | Set | 22820 | 0000 | IDR | General | 69561.38 | 0 | Material | N | N | N | ""
9872 | 211091-0000 | J-Bolt M24 x 630 mm, 3 nut, 2 plate washer, 1 spring washer | J-Bolt M24 x 630 mm, 3 nuts, 2 plate washers, 1 spring washer | 2015-04-17 07:21:16 | 0 | Set | 22770 | 0000 | IDR | General | 90285 | 0 | Material | N | N | N | ""
10169 | 211097-0000 | J-Bolt M30 x 770 mm, 3 nut, 2 plate washer, 1 spring washer | J-Bolt M30 x 770 mm, 3 nuts, 2 plate washers, 1 spring washer | 2016-03-23 14:14:36 | 0 | Set | 22825 | 0000 | IDR | General | 0 | 0 | Material | N | N | N | ""
11662 | 611177-0000 | Jebroach Projobber 24 mm | Jebroach Projobber 24 mm | 2020-09-27 19:14:58 | 0 | Pcs | 600000 | 0000 | IDR | General | 0 | 0 | Material | N | N | N | ""
11356 | 611131-0000 | Jebroach Projobber 26 mm | Jebroach Projobber 26 mm | 2019-04-18 10:31:11 | 0 | Pcs | 650000 | 0000 | IDR | General | 0 | 0 | Material | N | N | N | ""
9510 | 413104-0000 | Jembatan Kabel gantung dengan 1 pole concrete tinggi 9 meter, lebar kurang dari 40m | Suspension cable bridge with 1 concrete pole, 9 meters high, less than 40m wide | 2016-02-05 16:22:22 | 0 | Mtr | 180000 | 0000 | IDR | General | 0 | 12210 | Material | N | N | N | ""
11444 | 111526-0000 | Jendela type BV | BV type window | 2019-07-22 10:24:17 | 0 | Set | 0 | 0000 |  | General | 0 | 0 | Material | N | N | N | ""
11436 | 111518-0000 | Jendela type J1 | Window type J1 | 2019-07-22 10:18:55 | 0 | Set | 1100000 | 0000 | IDR | General | 0 | 0 | Material | N | N | N | ""
11437 | 111519-0000 | Jendela type J2 | Window type J2 | 2019-07-22 10:19:29 | 0 | Set | 950000 | 0000 | IDR | General | 0 | 0 | Material | N | N | N | ""
11438 | 111520-0000 | Jendela type J3 | Window type J3 | 2019-07-22 10:20:16 | 0 | Set | 250000 | 0000 | IDR | General | 0 | 0 | Material | N | N | N | ""
11439 | 111521-0000 | Jendela type J4 | Window type J4 | 2019-07-22 10:20:53 | 0 | Set | 2952000 | 0000 | IDR | General | 0 | 0 | Material | N | N | N | ""
11440 | 111522-0000 | Jendela type J5 | Window type J5 | 2019-07-22 10:21:33 | 0 | Set | 2100000 | 0000 | IDR | General | 0 | 0 | Material | N | N | N | ""
11441 | 111523-0000 | Jendela type J6 | Window type J6 | 2019-07-22 10:22:14 | 0 | Set | 1663000 | 0000 | IDR | General | 0 | 0 | Material | N | N | N | ""
11442 | 111524-0000 | Jendela type J7 | Window type J7 | 2019-07-22 10:22:56 | 0 | Set | 2702700 | 0000 | IDR | General | 0 | 0 | Material | N | N | N | ""
11443 | 111525-0000 | Jendela type J8 | Window type J8 | 2019-07-22 10:23:33 | 0 | Set | 0 | 0000 |  | General | 0 | 0 | Material | N | N | N | ""
11354 | 611129-0000 | Jetbroach Projobber 18mm | Jetbroach Projobber 18mm | 2019-04-18 10:29:06 | 0 | Pcs | 450000 | 0000 | IDR | General | 0 | 0 | Material | N | N | N | ""
11355 | 611130-0000 | Jetbroach Projobber 22mm | Jetbroach Projobber 22mm | 2019-04-18 10:30:08 | 0 | Pcs | 550000 | 0000 | IDR | General | 0 | 0 | Material | N | N | N | ""
11669 | 111564-0000 | Join Plat 8 mm | Join 8 mm Plate | 2020-09-29 21:02:04 | 0 | Set | 575000 | 0000 | IDR | General | 0 | 0 | Material | N | N | N | ""
12701 | 111696-0000 | Joint Plat 8 mm uk.40 x 40 | Joint Plate 8 mm size 40 x 40 | 2025-08-04 19:09:30 | 0 | Mtr | 0 | 0000 |  | General | 0 | 0 | Material | N | N | N | ""
12679 | 111690-0000 | Joint Plat T 5 mm for Square Pile 30 cm x 30 cm | Joint Plate T 5 mm for Square Pile 30 cm x 30 cm | 2025-07-08 17:30:45 | 0 | Pcs | 122397.26 | 0000 | IDR | General | 0 | 0 | Material | N | N | N | ""
12702 | 111697-0000 | Joint Plat T 8 mm for Square Pile 40 cm x 40 cm | Joint Plate T 8 mm for Square Pile 40 cm x 40 cm | 2025-08-04 19:11:54 | 0 | Pcs | 0 | 0000 |  | General | 0 | 0 | Material | N | N | N | ""
11069 | 323203-0000 | Joint Sealing & Joint Filler (4 mm) | Joint Sealing & Joint Filler (4 mm) | 2018-03-20 11:01:25 | 0 | Mtr | 0 | 0000 |  | General | 0 | 0 | Material | N | N | N | ""
11671 | 129394-0000 | Joint Welding Tiang Pancang | Joint Welding of Piles | 2020-09-29 21:17:50 | 0 | Set | 100000 | 0000 | IDR | General | 0 | 0 | Material | N | N | N | ""
8251 | 423018-0000 | Jointing from Inner TI outer MDF cables with Service | Jointing from Inner TI outer MDF cables with Service | 2013-07-26 13:26:07 | 0 | Core | 0 | 0000 | IDR | General | 0 | 9991 | Material | N | N | N | ""
9196 | 313054-0000 | Jointing Tray W150 | Jointing Tray W150 | 2014-04-25 11:05:04 | 0 | Pcs | 20000 | 0000 | IDR | General | 11000 | 11313 | Material | N | N | N | ""
9442 | 211056-0000 | Jointing Tray W300 | Jointing Tray W300 | 2014-09-02 10:26:25 | 0 | Pcs | 10332 | 0000 | IDR | General | 13000 | 11694 | Material | N | N | N | ""
11786 | 611183-0000 | Jumbo Bag | Jumbo Bag | 2021-06-10 13:23:48 | 0 | Pcs | 51000 | 0000 | IDR | General | 0 | 0 | Material | N | N | N | ""
10395 | 313244-0000 | Jumpart LAC dari Crossbar ke CB pakai TAL 850 sqmm | Jumppart LAC from Crossbar to CB using TAL 850 sqmm | 2016-11-14 10:57:02 | 0 | Pcs | 0 | 0000 |  | General | 0 | 0 | Material | N | N | N | ""
7326 | 410014-LEON | Jumper Coaxial Din(m) RA-Din(m), 3m | Coaxial Jumper Din(m) RA-Din(m), 3m |  | 0 | Pcs | 0 | Leoni |  |  | 0 | 0 |  | N | N | N
7327 | 410014-PACI | Jumper Coaxial Din(m) RA-Din(m), 3m | Coaxial Jumper Din(m) RA-Din(m), 3m |  | 0 | Pcs | 18 | Pacif | USD |  | 18 | 0 |  | N | N | N
9136 | 413054-0000 | Jumper Coaxial Din(m) RA-Din(m), 5m | Coaxial Jumper Din(m) RA-Din(m), 5m | 2014-04-18 06:34:17 | 0 | Pcs | 27 | 0000 | USD | General | 27 | 11313 | Material | N | N | N | ""
9482 | 413094-0000 | Jumper Coaxial Din(m) RA-N(f), 5m | Coaxial jumper Din(m) RA-N(f), 5m | 2014-10-02 15:18:14 | 0 | Pcs | 35 | 0000 | USD | General | 35 | 11973 | Material | N | N | N | ""
7328 | 410015-0000 | Jumper Coaxial Din(m) RA-N(m), 5m | Coaxial jumper Din(m) RA-N(m), 5m |  | 0 | Pcs | 473690 | Gener | IDR |  | 33.4 | 0 |  | N | N | N
7329 | 410016-PACI | Jumper Coaxial Din(m)-Din(f), 3m | Coaxial Jumper Din(m)-Din(f), 3m |  | 0 | Pcs | 0 | Pacif |  |  | 0 | 0 |  | N | N | N
9143 | 413058-0000 | Jumper Coaxial Din(m)-Din(m), 1m | Coaxial Jumper Din(m)-Din(m), 1m | 2014-04-18 07:02:19 | 0 | Pcs | 15 | 0000 | USD | General | 15 | 11313 | Material | N | N | N | ""
7330 | 410017-ANDR | Jumper Coaxial Din(m)-Din(m), 3m | Coaxial Jumper Din(m)-Din(m), 3m |  | 0 | Pcs | 0 | Andre |  |  | 0 | 0 |  | N | N | N
7331 | 410018-LEON | Jumper Coaxial Din(m)-Din(m), 5m | Coaxial Jumper Din(m)-Din(m), 5m |  | 0 | Pcs | 0 | Leoni |  |  | 0 | 0 |  | N | N | N
7332 | 410018-PACI | Jumper Coaxial Din(m)-Din(m), 5m | Coaxial Jumper Din(m)-Din(m), 5m | 2018-07-26 13:22:46 | 0 | Pcs | 0 | Pacif |  |  | 175000 | 14478 |  | N | N | N
7333 | 410019-0000 | Jumper Coaxial Din(m)-N(f), 1m | Coaxial Jumper Din(m)-N(f), 1m |  | 0 | Pcs | 203040 | Gener | IDR |  | 12.2 | 0 |  | N | N | N
7334 | 410019-PACI | Jumper Coaxial Din(m)-N(f), 1m | Coaxial Jumper Din(m)-N(f), 1m |  | 0 | Pcs | 0 | Pacif |  |  | 0 | 0 |  | N | N | N
7335 | 410020-LEON | Jumper Coaxial Din(m)-N(f), 3m | Coaxial Jumper Din(m)-N(f), 3m |  | 0 | Pcs | 0 | Leoni |  |  | 0 | 0 |  | N | N | N
7336 | 410021-0000 | Jumper Coaxial Din(m)-N(f), 5m | Coaxial Jumper Din(m)-N(f), 5m |  | 0 | Pcs | 35 | Gener | USD |  | 35 | 0 |  | N | N | N
7337 | 410022-ANDR | Jumper Coaxial Din(m)-N(m), 1m | Coaxial Jumper Din(m)-N(m), 1m |  | 0 | Pcs | 0 | Andre |  |  | 0 | 0 |  | N | N | N
7338 | 410022-0000 | Jumper Coaxial Din(m)-N(m), 1m | Coaxial Jumper Din(m)-N(m), 1m | 2016-10-28 14:03:24 | 0 | Pcs | 0 | Gener |  |  | 225000 | 13019 |  | N | N | N
7339 | 410022-PACI | Jumper Coaxial Din(m)-N(m), 1m | Coaxial Jumper Din(m)-N(m), 1m |  | 0 | Pcs | 0 | Pacif |  |  | 0 | 0 |  | N | N | N
9801 | 413127-0000 | Jumper Coaxial Din(m)-N(m), 2m | Coaxial Jumper Din(m)-N(m), 2m | 2015-06-19 13:52:14 | 0 | Pcs | 216576 | 0000 | IDR | General | 24 | 13324 | Material | N | N | N | ""
7340 | 410023-0000 | Jumper Coaxial Din(m)-N(m), 3m | Coaxial Jumper Din(m)-N(m), 3m |  | 0 | Pcs | 26.8 | Gener | USD |  | 26.8 | 0 |  | N | N | N
7341 | 410023-PACI | Jumper Coaxial Din(m)-N(m), 3m | Coaxial Jumper Din(m)-N(m), 3m |  | 0 | Pcs | 26.8 | Pacif | USD |  | 26.8 | 0 |  | N | N | N
7342 | 410024-LEON | Jumper Coaxial Din(m)-N(m), 5m | Coaxial Jumper Din(m)-N(m), 5m |  | 0 | Pcs | 30 | Leoni | USD |  | 30 | 0 |  | N | N | N
9484 | 413096-0000 | Jumper Coaxial Din(m)RA-N(f), 3m | Coaxial jumper Din(m)RA-N(f), 3m | 2014-10-06 14:43:25 | 0 | Pcs | 35 | 0000 | USD | General | 35 | 12020 | Material | N | N | N | ""
9830 | 410062-LEON | Jumper Coaxial N (m) - N (m) 1 m | Coaxial Jumper N (m) - N (m) 1 m | 2015-06-03 14:06:49 | 0 | Pcs | 160000 | LEON | IDR | LEONI | 12 | 13217 | Material | N | N | N | ""
7343 | 410025-LEON | Jumper Coaxial N(m)-N(f), 0.3m | Coaxial Jumper N(m)-N(f), 0.3m |  | 0 | Pcs | 0 | Leoni |  |  | 0 | 0 |  | N | N | N
7344 | 410025-RSBG | Jumper Coaxial N(m)-N(f), 0.3m | Coaxial Jumper N(m)-N(f), 0.3m |  | 0 | Pcs | 0 | Rosen |  |  | 0 | 0 |  | N | N | N
7345 | 410025-ANDR | Jumper Coaxial N(m)-N(f), 0.3m | Coaxial Jumper N(m)-N(f), 0.3m |  | 0 | Pcs | 0 | Andre |  |  | 0 | 0 |  | N | N | N
7346 | 410026-LEON | Jumper Coaxial N(m)-N(f), 1m | Coaxial Jumper N(m)-N(f), 1m |  | 0 | Pcs | 110000 | Leoni | IDR |  | 12 | 0 |  | N | N | N
7347 | 410027-0000 | Jumper Coaxial N(m)-N(f), 2m | Coaxial Jumper N(m)-N(f), 2m |  | 0 | Pcs | 0 | Gener |  |  | 0 | 0 |  | N | N | N
10015 | 410072-PACI | Jumper Coaxial N(m)-N(f), 3m | Coaxial Jumper N(m)-N(f), 3m | 2015-10-08 09:18:51 | 0 | Pcs | 0 | PACI |  | PACIFIC WAVE | 0 | 0 | Material | N | N | N | ""
9483 | 413095-0000 | Jumper Coaxial N(m)-N(f), 5m | Coaxial Jumper N(m)-N(f), 5m | 2014-10-06 14:40:07 | 0 | Pcs | 0 | 0000 | USD | General | 28.2 | 12020 | Material | N | N | N | ""
7348 | 410028-LEON | Jumper Coaxial N(m)-N(m), 0.3m | Coaxial Jumper N(m)-N(m), 0.3m | 2015-06-01 15:00:38 | 0 | Pcs | 134273.7 | Leoni | IDR |  | 10 | 13147 |  | N | N | N
7349 | 410028-PACI | Jumper Coaxial N(m)-N(m), 0.3m | Coaxial Jumper N(m)-N(m), 0.3m | 2016-12-13 09:41:49 | 0 | Pcs | 95000 | Pacif | IDR |  | 189000 | 13539 |  | N | N | N
9089 | 413051-0000 | Jumper Coaxial N(m)-N(m), 1m | Coaxial Jumper N(m)-N(m), 1m | 2014-03-14 16:04:46 | 0 | Pcs | 174728 | 0000 | IDR | General | 12 | 11633 | Material | N | N | N | ""
7350 | 410029-RSBG | Jumper Coaxial N(m)-N(m), 2m | Coaxial Jumper N(m)-N(m), 2m |  | 0 | Pcs | 0 | Rosen |  |  | 0 | 0 |  | N | N | N
7351 | 410029-PACI | Jumper Coaxial N(m)-N(m), 2m | Coaxial Jumper N(m)-N(m), 2m |  | 0 | Pcs | 0 | Pacif |  |  | 0 | 0 |  | N | N | N
7352 | 410030-PACI | Jumper Coaxial N(m)-N(m), 3m | Coaxial Jumper N(m)-N(m), 3m |  | 0 | Pcs | 18 | Pacif | USD |  | 18 | 0 |  | N | N | N
7353 | 410031-RSBG | Jumper Coaxial N(m)-N(m), 5m | Coaxial Jumper N(m)-N(m), 5m |  | 0 | Pcs | 0 | Rosen |  |  | 0 | 0 |  | N | N | N
7354 | 410031-LEON | Jumper Coaxial N(m)-N(m), 5m | Coaxial Jumper N(m)-N(m), 5m |  | 0 | Pcs | 350000 | Leoni | IDR |  | 27 | 0 |  | N | N | N
7355 | 410031-PACI | Jumper Coaxial N(m)-N(m), 5m | Coaxial Jumper N(m)-N(m), 5m |  | 0 | Pcs | 220000 | Pacif | IDR |  | 27 | 0 |  | N | N | N
9465 | 413091-0000 | Jumper Coaxial Superflexible N(m)-N(m) , RA 1m | Superflexible Coaxial Jumper N(m)-N(m), RA 1m | 2014-09-05 09:36:19 | 0 | Pcs | 0 | 0000 | IDR | General | 0 | 11694 | Material | N | N | N | ""
8812 | 313043-0000 | Jumper Insulator String Set 120 kN (Post Type) | Jumper Insulator String Set 120 kN (Post Type) | 2013-12-16 17:01:31 | 0 | Set | 0 | 0000 | IDR | General | 0 | 11916 | Material | N | N | N | ""
8555 | 313031-0000 | Jumper Single Suspension 120 kN, l xACSR 240/40, 16mm Couple | Jumper Single Suspension 120 kN, l xACSR 240/40, 16mm Couple | 2014-08-07 19:10:11 | 0 | Set | 753990 | 0000 | IDR | General | 54.61 | 11132 | Material | N | N | N | ""
12324 | 313604-0000 | Jumper Single Suspension String Set 120 kN For Conductor 1 x ACSR 250mm2 | Jumper Single Suspension String Set 120 kN For Conductor 1 x ACSR 250mm2 | 2024-04-27 09:57:15 | 0 | Set | 988103 | 0000 | IDR | General | 0 | 0 | Material | N | N | N | ""
11829 | 211338-0000 | Jumper Single Suspension Stringset for Conductor 2xTACSR 410 | Jumper Single Suspension Stringset for Conductor 2xTACSR 410 | 2021-09-01 08:23:42 | 0 | Set | 1451000 | 0000 | IDR | General | 0 | 0 | Material | N | N | N | ""
11588 | 211279-0000 | Jumper Spacer (Rigid Type) 400 Crs for conductor range 14.1-42.0 mm | Jumper Spacer (Rigid Type) 400 Crs for conductor range 14.1-42.0 mm | 2020-03-03 10:45:03 | 0 | Set | 0 | 0000 |  | General | 0 | 0 | Material | N | N | N | ""
11523 | 313492-0000 | Jumper sub assy | Jumper sub assy | 2019-09-23 21:04:05 | 0 | Pcs | 293225 | 0000 | IDR | General | 0 | 0 | Material | N | N | N | ""
10906 | 211128-0000 | Junction Box | Junction Box | 2017-08-04 17:28:02 | 0 | Pcs | 450000 | 0000 | IDR | General | 0 | 0 | Material | N | N | N | ""
11546 | 313500-0000 | kabel BC 120mm | BC 120mm cable | 2019-11-15 17:21:47 | 0 | Mtr | 110000 | 0000 | IDR | General | 0 | 0 | Material | N | N | N | ""
11303 | 313450-0000 | Kabel BC 150 mm2 | BC cable 150 mm2 | 2019-02-26 14:58:59 | 0 | Mtr | 236210 | 0000 | IDR | General | 0 | 0 | Material | N | N | N | ""
11675 | 313529-0000 | Kabel Coaxial RG 6/P | RG 6/P Coaxial Cable | 2020-10-02 11:12:07 | 0 | Pcs | 1134000 | 0000 | IDR | General | 0 | 0 | Material | N | N | N | ""
12047 | 313547-0000 | Kabel Cu/PVC/SFWA/PVC 2C-2.5 mm | Cu/PVC/SFWA/PVC 2C-2.5 mm cable | 2022-01-27 14:57:22 | 0 | Mtr | 15000 | 0000 | IDR | General | 0 | 0 | Material | N | N | N | ""
12048 | 313548-0000 | Kabel Cu/PVC/SFWA/PVC 3C-2.5 mm | Cu/PVC/SFWA/PVC 3C-2.5 mm cable | 2022-01-27 14:58:40 | 0 | Mtr | 0 | 0000 |  | General | 0 | 0 | Material | N | N | N | ""
11366 | 313472-0000 | Kabel eterna Nym 2x2.5 | Nym 2x2.5 eterna cable | 2019-04-18 10:50:43 | 0 | Mtr | 16582.7 | 0000 | IDR | General | 0 | 0 | Material | N | N | N | ""
11196 | 313445-0000 | kabel feeder 7/8 | 7/8 feeder cable | 2018-11-13 10:42:22 | 0 | Mtr | 0 | 0000 |  | General | 0 | 0 | Material | N | N | N | ""
12599 | 413215-0000 | Kabel Fiber Optic 4 Core Fig-8 G652D | Fiber Optic Cable 4 Core Fig-8 G652D | 2025-02-25 16:29:20 | 0 | Mtr | 1632.88 | 0000 | IDR | General | 0 | 0 | Material | N | N | N | ""
9092 | 313049-0000 | Kabel grounding AAAC 50 mm | AAAC 50 mm grounding cable | 2014-03-14 16:10:57 | 0 | Mtr | 10000 | 0000 | IDR | General | 12000 | 11633 | Material | N | N | N | ""
10938 | 313350-0000 | Kabel Grounding AAACS 50 mm | AAACS 50 mm Grounding Cable | 2017-10-20 18:42:52 | 0 | Mtr | 13600 | 0000 | IDR | General | 17500 | 13505 | Material | N | N | N | ""
11363 | 211251-0000 | Kabel Las diameter 70mm Merek Superflex | Superflex brand 70mm diameter welding cable | 2019-04-18 10:47:42 | 0 | Mtr | 63000 | 0000 | IDR | General | 0 | 0 | Material | N | N | N | ""
12043 | 313543-0000 | Kabel N2XFGbY 4C-35mm | N2XFGbY 4C-35mm Cable | 2022-01-27 14:49:48 | 0 | Mtr | 545000 | 0000 | IDR | General | 0 | 0 | Material | N | N | N | ""
12044 | 313544-0000 | Kabel N2XFGbY 4C-120 mm | N2XFGbY 4C-120 mm cable | 2022-01-27 14:51:36 | 0 | Mtr | 847850 | 0000 | IDR | General | 0 | 0 | Material | N | N | N | ""
12045 | 313545-0000 | Kabel N2XFGbY 4C-150mm | N2XFGbY 4C-150mm Cable | 2022-01-27 14:53:19 | 0 | Mtr | 1162200 | 0000 | IDR | General | 0 | 0 | Material | N | N | N | ""
12042 | 313542-0000 | Kabel N2XFGbY 4C-25 mm | N2XFGbY 4C-25 mm cable | 2022-01-27 14:48:05 | 0 | Mtr | 410000 | 0000 | IDR | General | 0 | 0 | Material | N | N | N | ""
12041 | 313541-0000 | Kabel NA2xSEFGbY 3C-25 mm | NA2xSEFGbY 3C-25 mm cable | 2022-01-27 14:44:37 | 0 | Mtr | 144100 | 0000 | IDR | General | 0 | 0 | Material | N | N | N | ""
9227 | 313065-0000 | Kabel NYA 6 x 4 mm | NYA 6 x 4 mm cable | 2014-05-12 11:21:21 | 0 | Mtr | 25000 | 0000 | IDR | General | 0 | 0 | Material | N | N | N | ""
12739 | 313773-0000 | Kabel NYAF black 4 mm2 | NYAF black 4 mm2 cable | 2025-10-09 21:45:24 | 0 | Mtr | 8866.79 | 0000 | IDR | General | 0 | 0 | Material | N | N | N | ""
12738 | 313772-0000 | Kabel NYAF Blue 4 mm2 | NYAF Blue 4 mm2 cable | 2025-10-09 21:44:37 | 0 | Mtr | 8866.79 | 0000 | IDR | General | 0 | 0 | Material | N | N | N | ""
12740 | 313774-0000 | Kabel NYAF Grey 1,5 mm | NYAF Grey 1.5 mm Cable | 2025-10-09 21:46:34 | 0 | Mtr | 0 | 0000 |  | General | 0 | 0 | Material | N | N | N | ""
12741 | 313775-0000 | Kabel NYAF Grey 1,5 mm2 | NYAF Grey 1.5 mm2 Cable | 2025-10-09 21:48:32 | 0 | Mtr | 3370.85 | 0000 | IDR | General | 0 | 0 | Material | N | N | N | ""
12736 | 313770-0000 | Kabel NYAF Red 4 mm2 | NYAF Red 4 mm2 Cable | 2025-10-09 21:42:33 | 0 | Mtr | 8866.79 | 0000 | IDR | General | 0 | 0 | Material | N | N | N | ""
12737 | 313771-0000 | Kabel NYAF Yellow 4 mm2 | NYAF Yellow 4 mm2 Cable | 2025-10-09 21:43:39 | 0 | Mtr | 8866.79 | 0000 | IDR | General | 0 | 0 | Material | N | N | N | ""
11193 | 313444-0000 | Kabel NYCY 4x6 | NYCY 4x6 Cable | 2018-11-06 13:39:47 | 0 | Mtr | 83680 | 0000 | IDR | General | 0 | 0 | Material | N | N | N | ""
12046 | 313546-0000 | Kabel NYFGbY 4C-4 mm | NYFGbY 4C-4 mm cable | 2022-01-27 14:55:08 | 0 | Mtr | 54600 | 0000 | IDR | General | 0 | 0 | Material | N | N | N | ""
11742 | 313534-0000 | Kabel NYM 3 x 1.5 mm | NYM 3 x 1.5 mm cable | 2021-01-25 15:22:20 | 0 | Mtr | 10200 | 0000 | IDR | General | 0 | 0 | Material | N | N | N | ""
11192 | 313443-0000 | kabel NYSY 2x4 mm2 | NYSY 2x4 mm2 cable | 2018-10-29 11:23:45 | 0 | Mtr | 24266 | 0000 | IDR | General | 0 | 0 | Material | N | N | N | ""
9231 | 313069-0000 | Kabel NYY 10 x 4 mm | NYY 10 x 4 mm cable | 2014-05-12 11:30:27 | 0 | Mtr | 0 | 0000 | IDR | General | 0 | 0 | Material | N | N | N | ""
9232 | 313070-0000 | Kabel NYY 4 x 4 mm | NYY 4 x 4 mm cable | 2014-05-12 11:31:08 | 0 | Mtr | 40000 | 0000 | IDR | General | 0 | 0 | Material | N | N | N | ""
12236 | 611311-0000 | Kabel NYYHY 3X2.5mm | NYYHY 3X2.5mm Cable | 2023-04-05 16:35:45 | 0 | Mtr | 19054.73 | 0000 | IDR | General | 0 | 0 | Material | N | N | N | ""
11606 | 211293-0000 | Kabel Power Extension 12 M | 12 M Power Extension Cable | 2020-04-07 18:18:45 | 0 | Pcs | 152000 | 0000 | IDR | General | 0 | 0 | Material | N | N | N | ""
11607 | 211294-0000 | Kabel Power Extension 6 M | 6M Power Extension Cable | 2020-04-07 18:19:48 | 0 | Pcs | 169800 | 0000 | IDR | General | 0 | 0 | Material | N | N | N | ""
11071 | 313410-0000 | kabel roll panjang 50m | 50m long roll cable | 2018-03-20 14:23:22 | 0 | Mtr | 11000 | 0000 | IDR | General | 0 | 0 | Material | N | N | N | ""
8257 | 111019-0000 | Kabel Sling Diameter 10 mm | 10 mm Diameter Sling Cable | 2015-06-19 14:09:10 | 0 | Mtr | 11728 | 0000 | IDR | General | 0 | 13324 | Material | N | N | N | ""
8520 | 111038-0000 | Kabel Sling Diameter 12 mm | 12 mm Diameter Sling Cable | 2013-09-30 16:56:48 | 0 | Mtr | 20216.22 | 0000 | IDR | General | 17500 | 11132 | Material | N | N | N | ""
10613 | 210002-LKL0 | Kabel Sling Diameter 14 mm | 14 mm Diameter Sling Cable | 2017-05-10 09:57:44 | 0 | Mtr | 20573 | LKL0 | IDR | Lokal | 0 | 0 | Material | N | N | N | ""
10612 | 210001-LKL0 | Kabel Sling Diameter 16 mm | 16 mm Diameter Sling Cable | 2017-05-08 09:36:11 | 0 | Mtr | 26800 | LKL0 | IDR | Lokal | 0 | 0 | Material | N | N | N | ""
10101 | 413158-0000 | Kabel Sling Diameter 9 mm | 9 mm Diameter Sling Cable | 2015-12-21 14:44:34 | 0 | Mtr | 0 | 0000 |  | General | 0 | 0 | Material | N | N | N | ""
8255 | 411024-0000 | Kabel Tel.Tembaga Jelly Filled, Solid PE Insulated 100 Pair, 0.6 mm | Tel.Tempang Jelly Filled Cable, Solid PE Insulated 100 Pair, 0.6 mm | 2013-07-28 10:20:56 | 0 | Mtr | 0 | 0000 | IDR | General | 0 | 9991 | Material | N | N | N | ""
10138 | 111354-0000 | Kabinet ODC (Outdoor) 144 core dengan space untuk spliter modular termasuk material adaptor SC, pigtail, pondasi berlapis keramik, lantai kerja keramik, patok pengaman (5 buah), berikut pelabelan | 144 core ODC (Outdoor) cabinet with space for modular splitter including SC adapter material, pigtail, ceramic coated foundation, ceramic work floor, safety stakes (5 pieces), and labeling | 2016-06-16 15:42:25 | 0 | Pcs | 11054000 | 0000 | IDR | General | 11054000 | 13322 | Material | N | N | N | ""
10757 | 620016-0000 | Kaca Mata | Glasses | 2017-08-03 19:16:19 | 0 | Pcs | 54000 | 0000 | IDR | General | 0 | 0 | Material | N | N | N | ""
11384 | 810085-0000 | kacamata las | welding glasses | 2019-05-03 09:50:28 | 0 | Pcs | 54000 | 0000 | IDR | General | 0 | 0 | Material | N | N | N | ""
11558 | 810098-0000 | kain mitela | mitela cloth | 2019-11-26 15:10:09 | 0 | Lbr | 6500 | 0000 | IDR | General | 0 | 0 | Material | N | N | N | ""
11214 | 424173-0000 | Kalibrasi alat site master | Site master tool calibration | 2018-12-04 16:39:43 | 0 | Unit | 2660000 | 0000 | IDR | General | 0 | 0 | Material | N | N | N | ""
10025 | 620002-0000 | Kalibrasi theodolite | Theodolite calibration | 2015-10-09 16:29:21 | 0 | Set | 1700000 | 0000 | IDR | General | 0 | 0 | Material | N | N | N | ""
10789 | 129269-0000 | Kanstin beton K-175 ukuran 40x20x10 untuk switchyard | K-175 concrete curb size 40x20x10 for switchyard | 2017-08-03 19:51:53 | 0 | M2 | 0 | 0000 |  | General | 0 | 0 | Material | N | N | N | ""
10790 | 129270-0000 | Kanstin beton K-175 ukuran 60x30x20x16 untuk jalan | K-175 concrete curb size 60x30x20x16 for roads | 2017-08-03 19:52:44 | 0 | M2 | 379642 | 0000 | IDR | General | 0 | 0 | Material | N | N | N | ""
11564 | 810102-0000 | kantong plastik bersih | clean plastic bags | 2019-11-26 15:17:02 | 0 | Bks | 0 | 0000 |  | General | 0 | 0 | Material | N | N | N | ""
9925 | 111346-0000 | Kantor Lapangan (direksi keet 4X6M) & Gudang | Field Office (director's keet 4X6M) & Warehouse | 2015-06-19 15:20:52 | 0 | Ls | 16640000 | 0000 | IDR | General | 0 | 0 | Material | N | N | N | ""
12177 | 810117-0000 | Kaos Lengan Panjang | Long-sleeved T-shirt | 2022-11-05 14:40:10 | 0 | Pcs | 70000 | 0000 | IDR | General | 0 | 0 | Material | N | N | N | ""
11557 | 810097-0000 | kapas 25 gram | 25 grams of cotton | 2019-11-26 15:09:01 | 0 | Bks | 2000 | 0000 | IDR | General | 0 | 0 | Material | N | N | N | ""
9823 | 611041-0000 | Kartu Perdana | Starter pack for prepaid SIM card | 2015-02-24 16:24:59 | 0 | Pcs | 0 | 0000 | IDR | General | 0 | 12638 | Material | N | N | N | ""
11821 | 111608-0000 | Karung Plastik 50 Kg | 50 kg plastic sack | 2021-08-06 15:19:30 | 0 | Pcs | 1250 | 0000 | IDR | General | 0 | 0 | Material | N | N | N | ""
11552 | 810092-0000 | kasa steril | sterile gauze | 2019-11-26 15:02:46 | 0 | Pcs | 6000 | 0000 | IDR | General | 0 | 0 | Material | N | N | N | ""
11682 | 111567-0000 | Kaso Baja Ring 0.75 x 6 m | Ring Steel Frame 0.75 x 6 m | 2020-10-06 21:39:27 | 0 | btg | 150000 | 0000 | IDR | General | 0 | 0 | Material | N | N | N | ""
11347 | 620027-0000 | Kasur Busa 65x192x2 cm | Foam Mattress 65x192x2 cm | 2019-04-04 12:20:07 | 0 | Pcs | 175000 | 0000 | IDR | General | 0 | 0 | Material | N | N | N | ""
11022 | 810042-0000 | Kasur Busa 90 x 200 | 90 x 200 Foam Mattress | 2017-10-31 15:19:15 | 0 | Pcs | 580000 | 0000 | IDR | General | 0 | 0 | Material | Y | N | N | ""
8274 | 121017-0000 | Kawat Bendrat | Bendrat Wire | 2013-07-30 11:23:27 | 0 | Kg | 14445 | 0000 | IDR | General | 16000 | 10101 | Material | N | N | N | ""
8287 | 111022-0000 | Kawat Duri | Barbed wire | 2013-08-01 10:00:56 | 0 | Mtr | 2876 | 0000 | IDR | General | 0 | 10101 | Material | N | N | N | ""
10995 | 111470-0000 | Kawat duri | Barbed wire | 2017-09-27 16:20:20 | 0 | Rol | 150000 | 0000 | IDR | General | 0 | 0 | Material | N | N | N | ""
11692 | 211316-0000 | Kawat Galvanis 1 mm | 1 mm Galvanized Wire | 2020-11-02 19:19:16 | 0 | Mtr | 1250 | 0000 | IDR | General | 0 | 0 | Material | N | N | N | ""
12251 | 111657-0000 | Kawat Galvanis 2 mm | 2 mm Galvanized Wire | 2023-05-17 18:50:32 | 0 | Kg | 11994 | 0000 | IDR | General | 0 | 0 | Material | N | N | N | ""
12106 | 111634-0000 | Kawat Harmonika Galvanis 2 mm (5 cm x 5 cm) | Galvanized Harmonica Wire 2 mm (5 cm x 5 cm) | 2022-06-27 19:38:15 | 0 | M2 | 33000 | 0000 | IDR | General | 0 | 0 | Material | N | N | N | ""
11242 | 211193-0000 | kawat las | welding wire | 2019-01-18 15:59:44 | 0 | Box | 240000 | 0000 | IDR | General | 0 | 0 | Material | N | N | N | ""
11359 | 211250-0000 | Kawat Las RB26 | RB26 Welding Wire | 2019-04-18 10:41:35 | 0 | Pcs | 170000 | 0000 | IDR | General | 0 | 0 | Material | N | N | N | ""
11469 | 111530-0000 | kayu 2x2 | 2x2 wood | 2019-08-21 20:56:08 | 0 | ikat | 170000 | 0000 | IDR | General | 0 | 0 | Material | N | N | N | ""
8210 | 111011-0000 | kayu 2x3x4 m | 2x3x4 m wood | 2013-07-17 18:49:16 | 0 | M3 | 3500 | 0000 | IDR | General | 75000 | 9982 | Material | N | N | N | ""
8352 | 111033-0000 | Kayu Kaso 1x2 4m | 1x2 4m Wooden Rafters | 2013-08-06 10:43:40 | 0 | btg | 170000 | 0000 | IDR | General | 28000 | 10270 | Material | N | N | N | ""
8353 | 111034-0000 | Kayu Kaso 2x3 4m | 2x3 4m Wooden Rafters | 2013-08-06 10:45:58 | 0 | btg | 35000 | 0000 | IDR | General | 48000 | 10270 | Material | N | N | N | ""
10699 | 111449-0000 | Kayu Kaso 4/6 | 4/6 rafter wood | 2017-08-02 10:14:10 | 0 | M3 | 2300000 | 0000 | IDR | General | 0 | 0 | Material | N | N | N | ""
9116 | 111282-0000 | Kayu Kaso 4/6 x 4 mtr | 4/6 x 4 mtr wooden rafters | 2014-03-14 16:39:41 | 0 | btg | 17000 | 0000 | IDR | General | 75000 | 11633 | Material | N | N | N | ""
8127 | 111007-0000 | Kayu Kaso 5/7 (Alba) | 5/7 rafter wood (Alba) | 2016-02-02 09:59:19 | 0 | M3 | 2300000 | 0000 | IDR |  | 0 | 13883 |  | N | N | N
8216 | 111014-0000 | Kayu Reng 2x3 | 2x3 battens | 2013-07-18 11:42:24 | 0 | Pcs | 3500 | 0000 | IDR | General | 45000 | 9982 | Material | N | N | N | ""
10443 | 820096-0000 | Kebersihan Lingkungan | Environmental Hygiene | 2016-12-06 14:38:50 | 0 | Ls | 4600000 | 0000 | IDR | General | 0 | 0 | Material | N | N | N | ""
9172 | 820039-0000 | Kend. Operasional (Tahun Kedua) | Operational Vehicle (Second Year) | 2014-04-22 14:46:53 | 0 | Yr | 0 | 0000 | IDR | General | 0 | 11313 | Material | N | N | N | ""
9180 | 820047-0000 | Kend. Operasional (Tahun Ketiga) | Operational Vehicle (Third Year) | 2014-04-22 14:53:46 | 0 | Yr | 0 | 0000 | IDR | General | 0 | 11313 | Material | N | N | N | ""
9164 | 820031-0000 | Kend. Operasional (Tahun Pertama) | Operational Vehicle (First Year) | 2014-04-22 14:40:08 | 0 | Yr | 0 | 0000 | IDR | General | 0 | 11313 | Material | N | N | N | ""
9174 | 820041-0000 | Kendaraan Pick Up (Tahun Kedua) | Pick Up Vehicle (Second Year) | 2014-04-22 14:49:56 | 0 | Yr | 0 | 0000 | IDR | General | 0 | 11313 | Material | N | N | N | ""
9182 | 820049-0000 | Kendaraan Pick Up (Tahun Ketiga) | Pick Up Vehicle (Third Year) | 2014-04-22 14:58:09 | 0 | Yr | 0 | 0000 | IDR | General | 0 | 11313 | Material | N | N | N | ""
9166 | 820033-0000 | Kendaraan Pick Up (Tahun Pertama) | Pick Up Vehicle (First Year) | 2014-04-22 14:41:39 | 0 | Yr | 0 | 0000 | IDR | General | 0 | 11313 | Material | N | N | N | ""
11413 | 111502-0000 | Keramik Lantai/Ubin, Ukuran 40 x 40 cm | Floor Ceramic/Tile, Size 40 x 40 cm | 2019-07-18 15:13:12 | 0 | Box | 90000 | 0000 | IDR | General | 0 | 0 | Material | N | N | N | ""
11473 | 111533-0000 | Keramik Plint Ukuran 15 x 40 | Ceramic Plinth Size 15 x 40 | 2019-09-02 22:20:31 | 0 | Pcs | 15000 | 0000 | IDR | General | 0 | 0 | Material | N | N | N | ""
11418 | 111506-0000 | Keramik Tahan Asam, 40 x 40 cm | Acid Resistant Ceramic, 40 x 40 cm | 2019-07-22 09:34:56 | 0 | Box | 0 | 0000 |  | General | 0 | 0 | Material | N | N | N | ""
11419 | 211253-0000 | Keramik Tahan Asam, 60 x 60 cm | Acid Resistant Ceramic, 60 x 60 cm | 2019-07-22 09:35:47 | 0 | Box | 32500 | 0000 | IDR | General | 0 | 0 | Material | N | N | N | ""
11416 | 111504-0000 | Keramik/Ubin, 20 x 20 cm | Ceramic/Tile, 20 x 20 cm | 2019-07-22 09:32:29 | 0 | Box | 35668.47 | 0000 | IDR | General | 0 | 0 | Material | N | N | N | ""
11417 | 111505-0000 | Keramik/Ubin, 20 x 25 cm | Ceramic/Tile, 20 x 25 cm | 2019-07-22 09:33:10 | 0 | Box | 51500 | 0000 | IDR | General | 0 | 0 | Material | N | N | N | ""
11415 | 111503-0000 | Keramik/Ubin, 40 x 40 cm | Ceramic/Tile, 40 x 40 cm | 2019-07-22 09:31:43 | 0 | Box | 54000 | 0000 | IDR | General | 0 | 0 | Material | N | N | N | ""
12667 | 111689-0000 | Keramik/Ubin, 60 x 60 cm | Ceramic/Tile, 60 x 60 cm | 2025-06-24 11:37:43 | 0 | Box | 0 | 0000 |  | General | 0 | 0 | Material | N | N | N | ""
9807 | 413131-0000 | Kerangkeng besi untuk ODC | Iron cage for ODC | 2015-02-14 12:50:34 | 0 | Pcs | 4375000 | 0000 | IDR | General | 0 | 12502 | Material | N | N | N | ""
10148 | 413166-0000 | Kerangkeng ODC 144 | ODC 144 cage | 2016-02-08 23:06:57 | 0 | Pcs | 1575000 | 0000 | IDR | General | 0 | 0 | Material | N | N | N | ""
10147 | 413165-0000 | Kerangkeng ODC 288 | ODC 288 cage | 2016-02-08 23:06:07 | 0 | Pcs | 1710000 | 0000 | IDR | General | 0 | 0 | Material | N | N | N | ""
9701 | 111331-0000 | Kerbs (15x30x50cm) | Kerbs (15x30x50cm) | 2015-02-02 18:48:16 | 0 | Mtr | 145000 | 0000 | IDR | General | 0 | 12502 | Material | N | N | N | ""
8417 | 111205-0000 | Kerikil | Gravel | 2013-08-29 17:19:57 | 0 | M3 | 230000 | 0000 | IDR | General | 230000 | 10387 | Material | N | N | N | ""
11102 | 810052-0000 | Kertas A3 70 gram | A3 70 gram paper | 2018-05-09 16:06:50 | 0 | Rim | 82000 | 0000 | IDR | General | 0 | 0 | Material | N | N | N | ""
10009 | 810016-0000 | Kertas A3 80 gr | A3 80g paper | 2015-10-06 17:46:30 | 0 | Ls | 82000 | 0000 | IDR | General | 0 | 0 | Material | N | N | N | ""
11099 | 810049-0000 | kertas A4 70 gram | 70 gram A4 paper | 2018-04-25 13:48:19 | 0 | Rim | 33500 | 0000 | IDR | General | 0 | 0 | Material | N | N | N | ""
10008 | 810015-0000 | Kertas A4 80 gr | A4 80g paper | 2015-10-06 17:45:26 | 0 | Ls | 24750 | 0000 | IDR | General | 0 | 0 | Material | N | N | N | ""
10562 | 810037-0000 | Kertas Packing AO warna coklat | Brown AO Packing Paper | 2017-03-27 16:30:35 | 0 | Lbr | 0 | 0000 |  | General | 0 | 0 | Material | N | N | N | ""
10277 | 611092-0000 | Kertas Pembatas A4 ( Biru ) | A4 Bound Paper (Blue) | 2016-08-05 14:10:50 | 0 | Rim | 40500 | 0000 | IDR | General | 0 | 0 | Material | N | N | N | ""
10275 | 611090-0000 | Kertas Pembatas A4 ( Hijau ) | A4 Bound Paper (Green) | 2016-08-05 14:09:27 | 0 | Rim | 40500 | 0000 | IDR | General | 0 | 0 | Material | N | N | N | ""
10276 | 611091-0000 | Kertas Pembatas A4 ( Kuning ) | A4 Bound Paper (Yellow) | 2016-08-05 14:10:08 | 0 | Rim | 40500 | 0000 | IDR | General | 0 | 0 | Material | N | N | N | ""
10274 | 611089-0000 | Kertas Pembatas A4 ( Pink ) | A4 Border Paper (Pink) | 2016-08-05 14:08:16 | 0 | Rim | 40500 | 0000 | IDR | General | 0 | 0 | Material | N | N | N | ""
11029 | 720042-0000 | Kirim mobil surabaya - jakarta | Send a car from Surabaya to Jakarta | 2017-11-21 14:10:15 | 0 | Ls | 0 | 0000 |  | General | 0 | 0 | Material | N | N | N | ""
11854 | 611200-0000 | Klam Selang 4 Inch | 4 Inch Hose Clamp | 2021-09-19 10:19:48 | 0 | Unit | 30000 | 0000 | IDR | General | 0 | 14500 | Material | N | N | N | ""
11853 | 611199-0000 | Klamp Selang 6 Inch | 6 Inch Hose Clamp | 2021-09-19 10:17:44 | 0 | Unit | 46550 | 0000 | IDR | General | 0 | 14500 | Material | N | N | N | ""
9290 | 413065-0000 | Klem Tambat | Mooring Clamp | 2014-06-05 11:16:07 | 0 | Pcs | 10000 | 0000 | IDR | General | 0 | 11513 | Material | N | N | N | ""
11747 | 111587-0000 | Knee L PVC 3 inch | Knee L PVC 3 inch | 2021-01-26 10:46:33 | 0 | Pcs | 10000 | 0000 | IDR | General | 0 | 0 | Material | N | N | N | ""
11185 | 313437-0000 | Konduktor A2C Lupine 1267 | A2C Lupine 1267 Conductor | 2018-10-23 13:43:40 | 0 | Mtr | 205580 | 0000 | IDR | General | 0 | 0 | Material | N | N | N | ""
11187 | 313439-0000 | Konduktor A3C 300 | A3C 300 Conductor | 2018-10-23 13:45:28 | 0 | Mtr | 56613 | 0000 | IDR | General | 0 | 0 | Material | N | N | N | ""
11186 | 313438-0000 | Konduktor A3C 630 | A3C 630 Conductor | 2018-10-23 13:44:23 | 0 | Mtr | 99638 | 0000 | IDR | General | 0 | 0 | Material | N | N | N | ""
10127 | 413164-0000 | Konektor RJ-45 | RJ-45 connector | 2016-07-01 13:53:20 | 0 | Pcs | 300000 | 0000 | IDR | General | 2953 | 13120 | Material | N | N | N | ""
12610 | 323232-0000 | Konfigurasi IED Main Protection | IED Main Protection Configuration | 2025-03-03 16:16:40 | 0 | Unit | 0 | 0000 |  | General | 0 | 0 | Material | N | N | N | ""
12609 | 313734-0000 | Konfigurasi Relay IED Main Protection | IED Main Protection Relay Configuration | 2025-03-03 16:15:12 | 0 | Unit | 2500000 | 0000 | IDR | General | 0 | 0 | Material | N | N | N | ""
9288 | 129100-0000 | Konsumsi | Consumption | 2014-06-03 09:40:09 | 0 | Ls | 16666.7 | 0000 | IDR | General | 2700000 | 11513 | Material | N | N | N | ""
10664 | 810041-0000 | Kop Surat logo IMD | IMD logo letterhead | 2017-07-06 15:19:10 | 0 | Rim | 0 | 0000 |  | General | 0 | 0 | Material | N | N | N | ""
10619 | 810038-0000 | Kop Surat QDC (3 colours) | QDC Letterhead (3 colors) | 2017-05-30 13:56:01 | 0 | Rim | 170000 | 0000 | IDR | General | 0 | 0 | Material | N | N | N | ""
11667 | 111562-0000 | Koral (dia 5 - 7 cm) | Coral (diameter 5 - 7 cm) | 2020-09-28 19:21:52 | 0 | Ton | 180000 | 0000 | IDR | General | 0 | 0 | Material | N | N | N | ""
10749 | 129244-0000 | Koral (dia 5 - 7 cm) di dalam underground drainage | Coral (dia 5 - 7 cm) in underground drainage | 2017-08-03 19:08:18 | 0 | M3 | 306000 | 0000 | IDR | General | 0 | 0 | Material | N | N | N | ""
10647 | 611106-0000 | kuas 2.5 inch | 2.5 inch brush | 2017-06-16 14:30:45 | 0 | Pcs | 10000 | 0000 | IDR | General | 0 | 0 | Material | N | N | N | ""
8459 | 311011-0000 | Kuku Macan 12mm | Tiger Claw 12mm | 2013-09-16 14:29:11 | 0 | Pcs | 2520 | 0000 | IDR | General | 12000 | 11455 | Material | N | N | N | ""
11401 | 611148-0000 | kunci momen / torsi | torque wrench | 2019-07-10 11:08:23 | 0 | Set | 35000 | 0000 | IDR | General | 0 | 0 | Material | N | N | N | ""
10643 | 611104-0000 | Kunci Pas 24 inch | 24 inch Wrench | 2017-06-16 14:25:05 | 0 | Pcs | 75000 | 0000 | IDR | General | 0 | 0 | Material | N | N | N | ""
12016 | 211409-0000 | Kunci Pipa 24 Inch | 24 Inch Pipe Wrench | 2022-01-09 12:15:17 | 0 | Pcs | 162000 | 0000 | IDR | General | 0 | 0 | Material | N | N | N | ""
12017 | 211410-0000 | Kunci Pipa 36 Inch | 36 Inch Pipe Wrench | 2022-01-09 12:16:26 | 0 | Pcs | 426000 | 0000 | IDR | General | 0 | 0 | Material | N | N | N | ""
12015 | 211408-0000 | Kunci Pipa Rantai 6 Inch | 6 Inch Chain Pipe Wrench | 2022-01-09 12:13:54 | 0 | Pcs | 1500000 | 0000 | IDR | General | 0 | 0 | Material | N | N | N | ""
10642 | 611103-0000 | Kunci Ring 24 inch | 24 inch Ring Spanner | 2017-06-16 14:24:07 | 0 | Pcs | 800000 | 0000 | IDR | General | 0 | 0 | Material | N | N | N | ""
11402 | 611149-0000 | kunci ring pas 19mm | 19mm ring spanner | 2019-07-10 11:14:54 | 0 | Set | 25000 | 0000 | IDR | General | 0 | 0 | Material | N | N | N | ""
11403 | 611150-0000 | kunci ring pas 24mm | 24mm ring spanner | 2019-07-10 11:15:46 | 0 | Set | 35000 | 0000 | IDR | General | 0 | 0 | Material | N | N | N | ""
11358 | 611133-0000 | Kunci Ring Pas 30x32 mm Max Power | 30x32 mm Max Power Ring Wrench | 2019-04-18 10:39:17 | 0 | Pcs | 140000 | 0000 | IDR | General | 0 | 0 | Material | N | N | N | ""
11357 | 611132-0000 | Kunci Ring Pas 36mm Max Power | 36mm Max Power Ring Spanner | 2019-04-18 10:32:12 | 0 | Pcs | 150000 | 0000 | IDR | General | 0 | 0 | Material | N | N | N | ""
12002 | 611270-0000 | Kunci Ring Pas Set 8-19 Mm | Ring Spanner Set 8-19 Mm | 2021-12-12 12:16:41 | 0 | Set | 199900 | 0000 | IDR | General | 0 | 0 | Material | N | N | N | ""
12019 | 611278-0000 | Kunci Ring Pas Set 8-32 Mm | Ring Spanner Set 8-32 Mm | 2022-01-09 12:21:34 | 0 | Set | 0 | 0000 |  | General | 0 | 0 | Material | N | N | N | ""
11986 | 611254-0000 | Kunci Ring Pass 22mm | 22mm Pass Ring Wrench | 2021-12-07 13:24:17 | 0 | Pcs | 92500 | 0000 | IDR | General | 0 | 0 | Material | N | N | N | ""
11987 | 611255-0000 | Kunci Ring Pass 27mm | 27mm Pass Ring Wrench | 2021-12-07 13:25:03 | 0 | Pcs | 59000 | 0000 | IDR | General | 0 | 0 | Material | N | N | N | ""
11988 | 611256-0000 | Kunci Ring Pass 32mm | 32mm Pass Ring Wrench | 2021-12-07 13:26:29 | 0 | Pcs | 92500 | 0000 | IDR | General | 0 | 0 | Material | N | N | N | ""
11989 | 611257-0000 | Kunci Ring Pass 36mm | 36mm Pass Ring Wrench | 2021-12-07 13:27:15 | 0 | Pcs | 100000 | 0000 | IDR | General | 0 | 0 | Material | N | N | N | ""
11664 | 211309-0000 | Kunci Ring Rachet Skalfonding 24 x 27 MM | Skalfonding Ratchet Ring Wrench 24 x 27 MM | 2020-09-27 21:27:25 | 0 | Pcs | 285000 | 0000 | IDR | General | 0 | 0 | Material | N | N | N | ""
11665 | 211310-0000 | Kunci Ring Rachet Skalfonding 30 x 32 MM | Skalfonding Ratchet Ring Spanner 30 x 32 MM | 2020-09-27 21:29:50 | 0 | Pcs | 375000 | 0000 | IDR | General | 0 | 0 | Material | N | N | N | ""
11991 | 611259-0000 | Kunci Torsi 1000 Nm | 1000 Nm Torque Wrench | 2021-12-08 17:49:40 | 0 | Pcs | 5550000 | 0000 | IDR | General | 0 | 0 | Material | N | N | N | ""
12007 | 611274-0000 | Kunci Torsi 340 Nm | 340 Nm Torque Wrench | 2022-01-04 12:11:47 | 0 | Pcs | 1715633.33 | 0000 | IDR | General | 0 | 0 | Material | N | N | N | ""
11990 | 611258-0000 | Kunci Torsi 810 Nm | 810 Nm Torque Wrench | 2021-12-08 17:48:42 | 0 | Pcs | 6000000 | 0000 | IDR | General | 0 | 0 | Material | N | N | N | ""
11973 | 810113-0000 | Kursi Kantor | Office Chair | 2021-11-18 09:28:32 | 0 | Pcs | 150000 | 0000 | IDR | General | 0 | 0 | Material | N | N | N | ""
11975 | 810115-0000 | Kursi luar ruang ( outdoor ) | Outdoor chairs | 2021-11-18 09:32:13 | 0 | Pcs | 865861.26 | 0000 | IDR | General | 0 | 0 | Material | N | N | N | ""
12811 | 910012-0000 | KVM Extender USB | USB KVM Extender | 2025-12-06 15:37:53 | 0 | Unit | 0 | 0000 |  | General | 0 | 0 | Material | N | N | N | ""
11977 | 910009-0000 | KVM VGA Switch | KVM VGA Switch | 2021-11-24 13:51:33 | 0 | Box | 0 | 0000 |  | General | 0 | 0 | Material | N | N | N | ""
11978 | 910010-0000 | KVN HDMI Switch | KVN HDMI Switch | 2021-11-24 13:53:57 | 0 | Box | 0 | 0000 |  | General | 0 | 0 | Material | N | N | N | ""
8711 | 313038-0000 | kWH Box | kWh Box | 2013-10-23 10:11:57 | 0 | Pcs | 350000 | 0000 | IDR | General | 350000 | 11366 | Material | N | N | N | ""
9095 | 313052-0000 | KWH Meter 3Phase assembled with Box OKA, Wiring and MCB 3Phase 25 A & Terra Certificate | KWH Meter 3Phase assembled with Box OKA, Wiring and MCB 3Phase 25 A & Terra Certificate | 2014-03-14 16:16:43 | 0 | Pcs | 16915020 | 0000 | IDR | General | 1670000 | 11633 | Material | N | N | N | ""
11159 | 211152-0000 | L Konektor 45o A2C Lupine 2 x 1267 to Plate 8 - Holes Dia. 14 | L 45o A2C Lupine Connector 2 x 1267 to Plate 8 - Holes Dia. 14 | 2018-09-25 11:24:26 | 0 | Pcs | 1088000 | 0000 | IDR | General | 0 | 0 | Material | N | N | N | ""
11163 | 211156-0000 | L Konektor 45o A3C 300 to Plate 8 - Holes Dia. 14 | L Connector 45o A3C 300 to Plate 8 - Holes Dia. 14 | 2018-09-25 11:29:18 | 0 | Pcs | 716500 | 0000 | IDR | General | 0 | 0 | Material | N | N | N | ""
11161 | 211154-0000 | L Konektor 45o A3C 630 to Plate 8 - Holes Dia. 14 | L Connector 45o A3C 630 to Plate 8 - Holes Dia. 14 | 2018-09-25 11:26:47 | 0 | Pcs | 770000 | 0000 | IDR | General | 0 | 0 | Material | N | N | N | ""
9940 | 413146-0000 | Labeling kabel FO Telkom | Telkom FO cable labeling | 2015-06-23 14:09:41 | 0 | Ttk | 0 | 0000 |  | General | 0 | 0 | Material | N | N | N | ""
7424 | 410070-CASI | Lable printer 9mm | 9mm label printer |  | 0 | Pcs | 95000 | CASIO | IDR |  | 95000 | 0 |  | N | N | N
7426 | 410072-0000 | Lakban kertas | Paper tape |  | 0 | Pcs | 13000 | Gener | IDR |  | 8000 | 0 |  | N | N | N
10260 | 620004-0000 | Laminating / Fotocopy | Laminating / Photocopying | 2016-07-21 13:37:01 | 0 | Lbr | 0 | 0000 |  | General | 0 | 0 | Material | N | N | N | ""
12579 | 313726-0000 | Lampu dalam Cubicle Panel | Lights in Cubicle Panel | 2025-01-17 18:07:05 | 0 | Pcs | 0 | 0000 |  | General | 0 | 0 | Material | N | N | N | ""
11770 | 313535-0000 | Lampu LED 10 -11 W | 10-11 W LED Lamp | 2021-02-17 15:07:29 | 0 | Pcs | 19099.1 | 0000 | IDR | General | 0 | 0 | Material | N | N | N | ""
12595 | 313733-0000 | Lampu LED Bulb 4 W | 4W LED Bulb Lamp | 2025-02-20 10:17:32 | 0 | Pcs | 30450 | 0000 | IDR | General | 0 | 0 | Material | N | N | N | ""
12544 | 313699-0000 | Lampu LED Tabung 18 W 1200 mm | 18W 1200mm LED Tube Light | 2024-12-18 13:13:28 | 0 | Pcs | 0 | 0000 |  | General | 0 | 0 | Material | N | N | N | ""
9065 | 313046-0000 | Lampu Penerang jalan Sementara | Temporary Street Lights | 2016-02-10 15:31:16 | 0 | Ttk | 150990928.88 | 0000 | IDR | General | 150990928.88 | 11793 | Material | N | N | N | ""
10167 | 610001-PHIL | Lampu Philips Helix 32 Watt | Philips Helix 32 Watt Lamp | 2016-03-16 13:23:15 | 0 | Pcs | 715000 | PHIL | IDR | PHILIPS | 0 | 0 | Material | N | N | N | ""
11658 | 313524-0000 | Lampu PJU Mercury | Mercury Street Lights | 2020-08-26 09:51:53 | 0 | Set | 385000 | 0000 | IDR | General | 0 | 0 | Material | N | N | N | ""
11562 | 611163-0000 | lampu senter | flashlight | 2019-11-26 15:14:56 | 0 | Pcs | 17000 | 0000 | IDR | General | 0 | 0 | Material | N | N | N | ""
11659 | 313525-0000 | Lampu Sorot | Spotlights | 2020-08-26 09:53:44 | 0 | Pcs | 527850 | 0000 | IDR | General | 0 | 0 | Material | N | N | N | ""
12578 | 313725-0000 | Lampu Untuk Cubicle Panel | Lights for Cubicle Panels | 2025-01-17 17:52:48 | 0 | Pcs | 56227 | 0000 | IDR | General | 0 | 0 | Material | N | N | N | ""
12580 | 313727-0000 | Lampu untuk digunakan di dalam Cubicle Panel | Lamps for use in Cubicle Panels | 2025-01-17 18:18:34 | 0 | Pcs | 47363.5 | 0000 | IDR | General | 0 | 0 | Material | N | N | N | ""
11032 | 810046-0000 | LAN Tester | LAN Tester | 2017-11-29 10:28:39 | 0 | Pcs | 1030000 | 0000 | IDR | General | 0 | 0 | Material | N | N | N | ""
10709 | 129228-0000 | Langsir Material | Curtain Material | 2017-08-03 18:15:25 | 0 | Kg | 104.2 | 0000 | IDR | General | 0 | 0 | Material | N | N | N | ""
11082 | 720043-0000 | Langsir Material Pondasi | Foundation Material Curtain | 2018-03-23 15:04:35 | 0 | Ls | 2000000 | 0000 | IDR | General | 0 | 0 | Material | N | N | N | ""
10210 | 129146-0000 | Langsir material tower T35 type CC | Tower material T35 type CC | 2016-05-30 17:05:12 | 0 | Kg | 78 | 0000 | IDR | General | 0 | 0 | Material | N | N | N | ""
10332 | 129167-0000 | Langsir Pondasi Kondisi Berat (diatas 45 derajat) | Severe Foundation Conditions (above 45 degrees) | 2016-12-29 10:49:18 | 0 | m3/300m | 587813.62 | 0000 | IDR | General | 0 | 13123 | Material | N | N | N | ""
11919 | 720050-0000 | Langsir Pondasi Kondisi Ringan (0 - 15 derajat) | Foundation Curtains for Light Conditions (0 - 15 degrees) | 2021-10-12 11:43:26 | 0 | m3/100m | 72916.67 | 0000 | IDR | General | 0 | 0 | Material | N | N | N | ""
10212 | 129147-0000 | Langsir Pondasi Kondisi Ringan (0 - 15 derajat) | Foundation Curtains for Light Conditions (0 - 15 degrees) | 2016-12-29 10:48:47 | 0 | m3/300m | 150000 | 0000 | IDR | General | 0 | 13252 | Material | N | N | N | ""
10213 | 129148-0000 | Langsir Pondasi Kondisi Sedang (15 - 45 derajat) | Medium Foundation Condition (15 - 45 degrees) | 2016-12-29 10:49:03 | 0 | m3/300m | 120000 | 0000 | IDR | General | 0 | 13252 | Material | N | N | N | ""
10336 | 221036-0000 | Langsir Tower Kondisi Berat (diatas 45 derajat) | Tower Curtain in Heavy Condition (above 45 degrees) | 2016-09-15 17:18:55 | 0 | kg/300m | 396 | 0000 | IDR | General | 0 | 13123 | Material | N | N | N | ""
10334 | 221034-0000 | Langsir Tower Kondisi Ringan (0 - 15 derajat) | Tower Curtain Light Condition (0 - 15 degrees) | 2016-09-15 17:18:06 | 0 | kg/300m | 312.5 | 0000 | IDR | General | 0 | 13123 | Material | N | N | N | ""
10335 | 221035-0000 | Langsir Tower Kondisi Sedang (15 - 45 derajat) | Tower Curtain Condition Medium (15 - 45 degrees) | 2016-09-15 17:18:25 | 0 | kg/300m | 330 | 0000 | IDR | General | 0 | 13123 | Material | N | N | N | ""
11404 | 611151-0000 | lanji bodygrip | Lanji Bodygrip | 2019-07-10 11:17:30 | 0 | Set | 38500 | 0000 | IDR | General | 0 | 0 | Material | N | N | N | ""
10665 | 129221-0000 | Lansir material pondasi | Launch foundation materials | 2017-07-13 13:45:59 | 0 | m3/400m | 164361.03 | 0000 | IDR | General | 0 | 0 | Material | N | N | N | ""
12244 | 820125-0000 | Laporan Hasil Pemeriksaan & Pengujian Peralatan K3 dan Surat Keterangan atas Pemenuhan Persyaratan K3 | Report on the Results of Inspection & Testing of K3 Equipment and Certificate of Compliance with K3 Requirements | 2023-04-17 19:13:28 | 0 | Pcs | 2500000 | 0000 | IDR | General | 0 | 0 | Material | N | N | N | ""
12547 | 820139-0000 | Laporan Surveyor | Surveyor Report | 2024-12-20 07:58:18 | 0 | Unit | 6365600 | 0000 | IDR | General | 0 | 0 | Material | N | N | N | ""
10084 | 611047-0000 | Laptop / Komputer | Laptop / Computer | 2015-11-30 15:31:43 | 0 | Set | 200000 | 0000 | IDR | General | 0 | 0 | Material | N | N | N | ""
11565 | 810103-0000 | larutan saline (aquades) 100ml | 100ml saline solution (aquades) | 2019-11-26 15:18:41 | 0 | Pcs | 15000 | 0000 | IDR | General | 0 | 0 | Material | N | N | N | ""
10629 | 410008-KOBE | LC13E01186P1 Hames | LC13E01186P1 Hames | 2017-06-02 14:09:01 | 0 | Pcs | 2210000 | KOBE | IDR | KOBELCO | 0 | 0 | Material | N | N | N | ""
9085 | 424048-0000 | Leader Fee | Leader Fee | 2017-04-18 08:33:49 | 2669100 | Ls | 33904351 | 0000 | IDR | General | 314010 | 13323 | Material | Y | N | N | ""
12274 | 611332-0000 | Leadger Brace UBL 150/200 | Leader Brace UBL 150/200 | 2023-06-03 18:06:58 | 0 | Pc/Month | 9900 | 0000 | IDR | General | 0 | 0 | Material | N | N | N | ""
12273 | 611331-0000 | Leadger Brace UBL 250/200 | Leader Brace UBL 250/200 | 2023-06-03 18:05:09 | 0 | Pc/Month | 18000 | 0000 | IDR | General | 0 | 0 | Material | N | N | N | ""
12071 | 313566-0000 | LED ClearFlood | LED ClearFlood | 2022-01-27 16:29:59 | 0 | Set | 7867000 | 0000 | IDR | General | 0 | 0 | Material | N | N | N | ""
12070 | 313565-0000 | LED Downlight | LED Downlight | 2022-01-27 16:26:58 | 0 | Set | 159417 | 0000 | IDR | General | 0 | 0 | Material | N | N | N | ""
12072 | 313567-0000 | LED Floodlight | LED Floodlight | 2022-01-27 16:32:00 | 0 | Set | 650000 | 0000 | IDR | General | 0 | 0 | Material | N | N | N | ""
12069 | 313564-0000 | LED Recessed Lighting | LED Recessed Lighting | 2022-01-27 16:25:07 | 0 | Set | 1093400 | 0000 | IDR | General | 0 | 0 | Material | N | N | N | ""
12206 | 129439-0000 | Ledger Brace Rent | Ledger Brace Rent | 2023-03-21 09:49:42 | 0 | Pc/Month | 8000 | 0000 | IDR | General | 0 | 0 | Material | N | N | N | ""
12275 | 611333-0000 | Ledger Brace UBL 150/200 | Ledger Brace UBL 150/200 | 2023-06-03 18:08:43 | 0 | Pc/Month | 9900 | 0000 | IDR | General | 0 | 0 | Material | N | N | N | ""
12276 | 611334-0000 | Ledger Brace UBL 250/200 | Ledger Brace UBL 250/200 | 2023-06-03 18:10:50 | 0 | Pc/Month | 18000 | 0000 | IDR | General | 0 | 0 | Material | N | N | N | ""
12278 | 611336-0000 | Ledger UH 150 Plus | Ledger UH 150 Plus | 2023-06-03 18:13:26 | 0 | Pc/Month | 9000 | 0000 | IDR | General | 0 | 0 | Material | N | N | N | ""
12277 | 611335-0000 | Ledger UH 250 Plus | Ledger UH 250 Plus | 2023-06-03 18:12:12 | 0 | Pc/Month | 18900 | 0000 | IDR | General | 0 | 0 | Material | N | N | N | ""
11507 | 111546-0000 | Lem beton | Concrete glue | 2019-09-17 13:54:49 | 0 | Kg | 14000 | 0000 | IDR | General | 0 | 0 | Material | N | N | N | ""
12407 | 111667-0000 | Lembaran GRC L 1220mm x P 2440mm Tebal 4mm | GRC Sheet L 1220mm x W 2440mm Thickness 4mm | 2024-07-12 19:20:02 | 0 | Pcs | 52000 | 0000 | IDR | General | 0 | 0 | Material | N | N | N | ""
11932 | 611220-0000 | Lever Hoist 3 Ton x 5 Meter | Lever Hoist 3 Ton x 5 Meter | 2021-10-14 16:30:34 | 0 | Pcs | 2718182 | 0000 | IDR | General | 0 | 0 | Material | N | N | N | ""
12686 | 460004-0000 | License Firewall | License Firewall | 2025-07-21 15:35:02 | 0 | Pcs | 9500000 | 0000 | IDR | General | 0 | 0 | Material | N | N | N | ""
10171 | 320001-ABB0 | License Software work station | Workstation Software License | 2016-03-24 15:54:56 | 0 | Unit | 9500000 | ABB0 | IDR | ABB | 0 | 0 | Material | N | N | N | ""
11388 | 611141-0000 | Life Line Roof | Life Line Roof | 2019-06-17 13:24:02 | 0 | Pcs | 0 | 0000 |  | General | 0 | 0 | Material | N | N | N | ""
11081 | 313412-0000 | Light-emitting diode (LED) Flood Light 1 x 100 W complete with support, fuse box, grounding system and installation of cable conduit and wiring and all accessories for Switchyard | Light-emitting diode (LED) Flood Light 1 x 100 W complete with support, fuse box, grounding system and installation of cable conduit and wiring and all accessories for Switchyard | 2018-03-22 16:21:15 | 0 | Set | 0 | 0000 |  | General | 0 | 0 | Material | N | N | N | ""
11080 | 313411-0000 | Light-emitting diode (LED) Street Light 1 x 125 W complete with lighting column 9 m high, fuse box, grounding system and installation of cable conduit and wiring and all accessories and foundation of column | Light-emitting diode (LED) Street Light 1 x 125 W complete with lighting column 9 m high, fuse box, grounding system and installation of cable conduit and wiring and all accessories and foundation of column | 2018-03-22 16:20:09 | 0 | Set | 0 | 0000 |  | General | 0 | 0 | Material | N | N | N | ""
10903 | 211125-0000 | LINE BAY 150kV Three phase Circuit Breaker (3x single phase) | LINE BAY 150kV Three phase Circuit Breaker (3x single phase) | 2017-08-04 17:18:58 | 0 | Set | 646615000 | 0000 | IDR | General | 0 | 0 | Material | N | N | N | ""
12352 | 323215-0000 | Line Bay Test (intertripping and stability test for MPU Line Bay Substation to Substation) | Line Bay Test (intertripping and stability test for MPU Line Bay Substation to Substation) | 2024-05-16 15:58:43 | 0 | bay | 44410000 | 0000 | IDR | General | 0 | 0 | Material | N | N | N | ""
10815 | 111451-0000 | LINE BAY150kV CB Steel Support | LINE BAY150kV CB Steel Support | 2017-08-04 09:42:02 | 0 | Set | 0 | 0000 |  | General | 0 | 0 | Material | N | N | N | ""
10824 | 111455-0000 | LINE BAY150kV CT Steel Support | LINE BAY150kV CT Steel Support | 2017-08-04 09:52:38 | 0 | Set | 0 | 0000 |  | General | 0 | 0 | Material | N | N | N | ""
10820 | 313299-0000 | LINE BAY150kV Current Tranformer (CT) | LINE BAY150kV Current Transformer (CT) | 2017-08-04 09:47:43 | 0 | Set | 92811000 | 0000 | IDR | General | 0 | 0 | Material | N | N | N | ""
10825 | 111456-0000 | LINE BAY150kV CVT Steel Support for point | LINE BAY150kV CVT Steel Support for point | 2017-08-04 09:53:45 | 0 | Set | 0 | 0000 |  | General | 0 | 0 | Material | N | N | N | ""
10816 | 111452-0000 | LINE BAY150kV Disconnecting Switch (DS) | LINE BAY150kV Disconnecting Switch (DS) | 2017-08-04 09:42:51 | 0 | Set | 118305900 | 0000 | IDR | General | 0 | 0 | Material | N | N | N | ""
10818 | 313297-0000 | LINE BAY150kV Disconnecting Switch (DS) | LINE BAY150kV Disconnecting Switch (DS) | 2017-08-04 09:45:53 | 0 | Set | 190845400 | 0000 | IDR | General | 0 | 0 | Material | N | N | N | ""
10819 | 313298-0000 | LINE BAY150kV Disconnecting Switch (DSE) | LINE BAY150kV Disconnecting Switch (DSE) | 2017-08-04 09:46:56 | 0 | Set | 238021500 | 0000 | IDR | General | 0 | 0 | Material | N | N | N | ""
10817 | 111453-0000 | LINE BAY150kV DS Steel Support | LINE BAY150kV DS Steel Support | 2017-08-04 09:43:39 | 0 | Set | 0 | 0000 |  | General | 0 | 0 | Material | N | N | N | ""
10821 | 111454-0000 | LINE BAY150kV DSE Steel Support | LINE BAY150kV DSE Steel Support | 2017-08-04 09:49:41 | 0 | Set | 0 | 0000 |  | General | 0 | 0 | Material | N | N | N | ""
10826 | 111457-0000 | LINE BAY150kV LA Steel Support | LINE BAY150kV LA Steel Support | 2017-08-04 09:54:39 | 0 | Set | 0 | 0000 |  | General | 0 | 0 | Material | N | N | N | ""
10823 | 313301-0000 | LINE BAY150kV Single phase Capacitor Voltage Transformer | LINE BAY150kV Single phase Capacitor Voltage Transformer | 2017-08-04 09:51:32 | 0 | Set | 80164000 | 0000 | IDR | General | 0 | 0 | Material | N | N | N | ""
10822 | 313300-0000 | LINE BAY150kV Single phase Lightning Arrester | LINE BAY150kV Single phase Lightning Arrester | 2017-08-04 09:50:39 | 0 | Set | 1546 | 0000 | EUR | General | 0 | 0 | Material | N | N | N | ""
9890 | 313175-0000 | Line Conductor Spacer (Jumper) 200 mm for TACSR 410 sqmm | Line Conductor Spacer (Jumper) 200 mm for TACSR 410 sqmm | 2015-06-16 10:42:14 | 0 | Set | 317250 | 0000 | IDR | General | 0 | 0 | Material | N | N | N | ""
9605 | 313104-0000 | Line conductor spacer (jumper) 200mm for ACCC 223/28mm2 (Copenhagen) | Line conductor spacer (jumper) 200mm for ACCC 223/28mm2 (Copenhagen) | 2015-01-27 13:28:20 | 0 | Set | 456500 | 0000 | IDR | General | 0 | 12510 | Material | N | N | N | ""
9889 | 313174-0000 | Line Conductor Spacer (Span) 400 mm for TACSR 410 sqmm | Line Conductor Spacer (Span) 400 mm for TACSR 410 sqmm | 2015-06-16 10:40:49 | 0 | Set | 219687.5 | 0000 | IDR | General | 0 | 13275 | Material | N | N | N | ""
9604 | 313103-0000 | Line conductor spacer (span) 400mm for ACCC 223/28mm2 (Copenhagen) | Line conductor spacer (span) 400mm for ACCC 223/28mm2 (Copenhagen) | 2015-01-27 13:27:43 | 0 | Set | 770800 | 0000 | IDR | General | 0 | 12510 | Material | N | N | N | ""
9603 | 313102-0000 | Line conductor vibration damper for ACCC 223/28mm2 (Copenhagen) | Line conductor vibration damper for ACCC 223/28mm2 (Copenhagen) | 2015-01-27 13:26:44 | 0 | Set | 0 | 0000 | USD | General | 0 | 12510 | Material | N | N | N | ""
8548 | 313024-0000 | Line Conductor Vibration Damper for ACSR/AS 240/40 mm2 | Line Conductor Vibration Damper for ACSR/AS 240/40 mm2 | 2013-10-03 17:13:51 | 0 | Pcs | 585000 | 0000 | IDR | General | 20.42 | 11132 | Material | N | N | N | ""
12318 | 211460-0000 | Line conductor vibration dampers for ACSR 250 mm2 | Line conductor vibration dampers for ACSR 250 mm2 | 2024-04-26 23:25:47 | 0 | Set | 344245 | 0000 | IDR | General | 0 | 0 | Material | N | N | N | ""
11513 | 313482-0000 | Line End Arching Horn | Line End Arching Horn | 2019-09-23 20:55:56 | 0 | Pcs | 157106 | 0000 | IDR | General | 0 | 0 | Material | N | N | N | ""
10948 | 313351-0000 | Line Trap 1 mH, 40 kA | Line Trap 1 mH, 40 kA | 2017-09-11 18:09:06 | 0 | Unit | 4382789.7 | 0000 | IDR | General | 0 | 0 | Material | N | N | N | ""
12126 | 611306-0000 | Lineman Platform | Lineman Platform | 2022-07-19 15:23:13 | 0 | Set | 2880000 | 0000 | IDR | General | 0 | 0 | Material | N | N | N | ""
10473 | 610004-DNMK | Lines For ACSR Zebra, Hawk, dan Dove | Lines for ACSR Zebra, Hawk, and Dove | 2016-12-21 21:19:05 | 0 | Pcs | 930417 | DNMK | IDR | Dinamika | 0 | 0 | Material | N | N | N | ""
11506 | 611161-0000 | Linggis | Crowbar | 2019-09-17 13:53:16 | 0 | Pcs | 75000 | 0000 | IDR | General | 0 | 0 | Material | N | N | N | ""
11683 | 111568-0000 | Lis Gypsum | Gypsum Sheet | 2020-10-06 21:44:21 | 0 | btg | 58000 | 0000 | IDR | General | 0 | 0 | Material | N | N | N | ""
12408 | 111668-0000 | Lisplank L 20 cm x P 244 cm x T 0.8 cm | Lisplank W 20 cm x P 244 cm x H 0.8 cm | 2024-07-12 19:32:23 | 0 | Lbr | 55000 | 0000 | IDR | General | 0 | 0 | Material | N | N | N | ""
9775 | 313160-0000 | LMU, COUPLING FILTER AND COAXIAL CABLE. | LMU, COUPLING FILTER AND COAXIAL CABLE. | 2015-02-03 14:33:29 | 0 | Set | 0 | 0000 | IDR | General | 0 | 12502 | Material | N | N | N | ""
9784 | 323108-0000 | LMU, COUPLING FILTER AND COAXIAL CABLE. | LMU, COUPLING FILTER AND COAXIAL CABLE. | 2015-02-03 14:45:49 | 0 | Set | 0 | 0000 | IDR | General | 0 | 12502 | Material | N | N | N | ""
8181 | 820007-0000 | Loading/Unloading | Loading/Unloading | 2013-07-11 10:25:42 | 0 | Ls | 3550000 | 0000 | IDR | General | 4800000 | 9982 | Material | Y | N | N | ""
9461 | 820059-0000 | Loading/Unloading (IBC Project) | Loading/Unloading (IBC Project) | 2015-05-18 15:00:02 | 500000 | Ls | 500000 | 0000 | IDR | General | 500000 | 11694 | Material | Y | N | N | ""
12314 | 820128-0000 | Loan | Loan | 2024-02-29 15:54:39 | 0 | Ls | 0 | 0000 |  | General | 0 | 0 | Material | N | N | N | ""
10628 | 410007-KOBE | LP13E01028P1 Hames | LP13E01028P1 Hames | 2017-06-02 14:07:58 | 0 | Pcs | 11286912 | KOBE | IDR | KOBELCO | 0 | 0 | Material | N | N | N | ""
10627 | 410006-KOBE | LP13E01029P3 Hames | LP13E01029P3 Hames | 2017-06-02 14:07:04 | 0 | Pcs | 21781760 | KOBE | IDR | KOBELCO | 0 | 0 | Material | N | N | N | ""
10631 | 410010-KOBE | LP13E01034P1 Hames | LP13E01034P1 Hames | 2017-06-02 14:10:39 | 0 | Pcs | 8624304 | KOBE | IDR | KOBELCO | 0 | 0 | Material | N | N | N | ""
10624 | 410003-KOBE | LP22E00039F3 Controller | LP22E00039F3 Controller | 2017-06-02 14:04:04 | 0 | Pcs | 25330000 | KOBE | IDR | KOBELCO | 0 | 0 | Material | N | N | N | ""
10622 | 424167-0000 | LP22EOOO14F1 Controller Install | LP22EOOO14F1 Controller Install | 2017-06-02 14:01:23 | 0 | Pcs | 786250 | 0000 | IDR | General | 0 | 0 | Material | N | N | N | ""
10623 | 410002-KOBE | LP24EOOO05F1 Relay Box Assy | LP24EOOO05F1 Relay Box Assy | 2017-06-02 14:02:48 | 0 | Pcs | 9633832 | KOBE | IDR | KOBELCO | 0 | 0 | Material | N | N | N | ""
10764 | 323187-0000 | LV Power and multicore Control Cables include all accessories | LV Power and multicore Control Cables include all accessories | 2017-08-03 19:25:20 | 0 | Set | 0 | 0000 |  | General | 0 | 0 | Material | N | N | N | ""
10866 | 313332-0000 | LV Power and multicore Control Cables NYSY (14Cx2,5) | LV Power and multicore Control Cables NYSY (14Cx2.5) | 2017-08-04 11:11:14 | 0 | Mtr | 74273 | 0000 | IDR | General | 0 | 0 | Material | N | N | N | ""
10868 | 313334-0000 | LV Power and multicore Control Cables NYSY (19Cx2,5) | LV Power and multicore Control Cables NYSY (19Cx2.5) | 2017-08-04 11:12:02 | 0 | Mtr | 91797 | 0000 | IDR | General | 0 | 0 | Material | N | N | N | ""
10853 | 313319-0000 | LV Power and multicore Control Cables NYSY (1Cx185) | LV Power and multicore Control Cables NYSY (1Cx185) | 2017-08-04 11:00:50 | 0 | Mtr | 316765 | 0000 | IDR | General | 0 | 0 | Material | N | N | N | ""
10855 | 313321-0000 | LV Power and multicore Control Cables NYSY (1Cx50) | LV Power and multicore Control Cables NYSY (1Cx50) | 2017-08-04 11:01:48 | 0 | Mtr | 0 | 0000 |  | General | 0 | 0 | Material | N | N | N | ""
10860 | 313326-0000 | LV Power and multicore Control Cables NYSY (27Cx2,5) | LV Power and multicore Control Cables NYSY (27Cx2.5) | 2017-08-04 11:06:19 | 0 | Mtr | 133864 | 0000 | IDR | General | 0 | 0 | Material | N | N | N | ""
10857 | 313323-0000 | LV Power and multicore Control Cables NYSY (2Cx10) | LV Power and multicore Control Cables NYSY (2Cx10) | 2017-08-04 11:03:29 | 0 | Mtr | 0 | 0000 |  | General | 0 | 0 | Material | N | N | N | ""
10862 | 313328-0000 | LV Power and multicore Control Cables NYSY (2Cx2,5) | LV Power and multicore Control Cables NYSY (2Cx2.5) | 2017-08-04 11:07:26 | 0 | Mtr | 17873 | 0000 | IDR | General | 0 | 0 | Material | N | N | N | ""
10859 | 313325-0000 | LV Power and multicore Control Cables NYSY (2Cx6) | LV Power and multicore Control Cables NYSY (2Cx6) | 2017-08-04 11:05:40 | 0 | Mtr | 28500 | 0000 | IDR | General | 0 | 0 | Material | N | N | N | ""
10856 | 313322-0000 | LV Power and multicore Control Cables NYSY (4Cx16) | LV Power and multicore Control Cables NYSY (4Cx16) | 2017-08-04 11:02:38 | 0 | Mtr | 0 | 0000 |  | General | 0 | 0 | Material | N | N | N | ""
10864 | 313330-0000 | LV Power and multicore Control Cables NYSY (4Cx2,5) | LV Power and multicore Control Cables NYSY (4Cx2.5) | 2017-08-04 11:08:15 | 0 | Mtr | 25924 | 0000 | IDR | General | 0 | 0 | Material | N | N | N | ""
10858 | 313324-0000 | LV Power and multicore Control Cables NYSY (4Cx6) | LV Power and multicore Control Cables NYSY (4Cx6) | 2017-08-04 11:04:34 | 0 | Mtr | 44900 | 0000 | IDR | General | 0 | 0 | Material | N | N | N | ""
10865 | 313331-0000 | LV Power and multicore Control Cables NYSY (7Cx2,5) | LV Power and multicore Control Cables NYSY (7Cx2.5) | 2017-08-04 11:09:17 | 0 | Mtr | 38214 | 0000 | IDR | General | 0 | 0 | Material | N | N | N | ""
9737 | 323068-0000 | LV power cable, control cable and accessories | LV power cables, control cables and accessories | 2015-02-03 10:01:05 | 0 | bay | 25000000 | 0000 | IDR | General | 0 | 12502 | Material | N | N | N | ""
9642 | 313125-0000 | LV power cable, control cable and accessories | LV power cables, control cables and accessories | 2015-02-02 16:58:37 | 0 | Set | 0 | 0000 | IDR | General | 0 | 12502 | Material | N | N | N | ""
12052 | 313551-0000 | LV Switchgear Panel | LV Switchgear Panel | 2022-01-27 15:44:37 | 0 | Set | 216145500 | 0000 | IDR | General | 0 | 0 | Material | N | N | N | ""
12245 | 840001-0000 | Macam-macam kue | Various kinds of cakes | 2023-04-18 11:59:28 | 0 | Box | 57000 | 0000 | IDR | General | 0 | 0 | Material | N | N | N | ""
10269 | 620010-0000 | Machine Rent Canon | Canon Machine Rental | 2016-07-29 10:27:24 | 0 | Unit | 2445000 | 0000 | IDR | General | 0 | 0 | Material | N | N | N | ""
10604 | 610001-AGPT | Magnetic Drilling Machine - SMD 352 | Magnetic Drilling Machine - SMD 352 | 2017-04-27 16:07:37 | 0 | Unit | 10600000 | AGPT | IDR | AGP Taiwan | 0 | 0 | Material | N | N | N | ""
10795 | 129275-0000 | Main Gate- Beam utama (Beton K 225, Pembesian 300 kg/m3, bekisting) | Main Gate - Main beam (K 225 concrete, 300 kg/m3 reinforcement, formwork) | 2017-08-03 19:57:40 | 0 | M3 | 0 | 0000 |  | General | 0 | 0 | Material | N | N | N | ""
10794 | 129274-0000 | Main Gate- Kolom utama (Beton K 225, Pembesian 300 kg/m3, bekisting) | Main Gate - Main column (Concrete K 225, Reinforcement 300 kg/m3, formwork) | 2017-08-03 19:56:44 | 0 | M3 | 0 | 0000 |  | General | 0 | 0 | Material | N | N | N | ""
10791 | 129271-0000 | Main Gate- Lantai kerja | Main Gate- Work floor | 2017-08-03 19:53:52 | 0 | M3 | 0 | 0000 |  | General | 0 | 0 | Material | N | N | N | ""
10796 | 129276-0000 | Main Gate- Pasangan Batu Bata tinggi 3.00 m | Main Gate - Brickwork 3.00 m high | 2017-08-03 19:58:29 | 0 | M3 | 0 | 0000 |  | General | 0 | 0 | Material | N | N | N | ""
10793 | 129273-0000 | Main Gate- Pondasi Beton (Beton K 225, Pembesian 150 kg/m3, bekisting) | Main Gate - Concrete Foundation (K 225 Concrete, 150 kg/m3 Reinforcement, Formwork) | 2017-08-03 19:55:52 | 0 | M3 | 0 | 0000 |  | General | 0 | 0 | Material | N | N | N | ""
10797 | 129277-0000 | Main Gate- Ring balok utama (Beton K 225, Pembesian 250 kg/m3, bekisting) | Main Gate - Main ring beam (K 225 concrete, 250 kg/m3 reinforcement, formwork) | 2017-08-03 19:59:36 | 0 | M3 | 0 | 0000 |  | General | 0 | 0 | Material | N | N | N | ""
11840 | 211341-0000 | Mainframe scaffolding 1.9 meter | Mainframe scaffolding 1.9 meters | 2021-09-12 16:57:09 | 0 | Set | 576000 | 0000 | IDR | General | 0 | 0 | Material | N | N | N | ""
10412 | 611097-0000 | Maktec MT240 Mesin Cut Off | Maktec MT240 Cut Off Machine | 2016-11-18 13:03:56 | 0 | Pcs | 1600000 | 0000 | IDR | General | 0 | 0 | Material | N | N | N | ""
10286 | 111371-0000 | Manhole / Handhole | Manhole / Handhole | 2016-08-30 10:13:35 | 0 | Pcs | 0 | 0000 |  | General | 0 | 0 | Material | N | N | N | ""
11336 | 313466-0000 | Marker Strip MS-100 | Marker Strip MS-100 | 2019-03-26 14:20:38 | 0 | Bks | 89717 | 0000 | IDR | General | 0 | 0 | Material | N | N | N | ""
11337 | 313467-0000 | Marker Strip MS-135 | Marker Strip MS-135 | 2019-03-26 14:21:33 | 0 | Bks | 55000 | 0000 | IDR | General | 0 | 0 | Material | N | N | N | ""
11335 | 313465-0000 | Marker Strip MS-65 | Marker Strip MS-65 | 2019-03-26 14:18:53 | 0 | Bks | 74000 | 0000 | IDR | General | 0 | 0 | Material | N | N | N | ""
12710 | 313761-0000 | Marker tube 10 mm | Marker tube 10 mm | 2025-09-04 11:45:18 | 0 | Rol | 112576.77 | 0000 | IDR | General | 0 | 0 | Material | N | N | N | ""
11338 | 313468-0000 | Marker Tube 2,5 mm | Marker Tube 2.5 mm | 2019-03-26 14:22:25 | 0 | Rol | 119302.24 | 0000 | IDR | General | 0 | 0 | Material | N | N | N | ""
11339 | 313469-0000 | Marker Tube 4 mm | Marker Tube 4 mm | 2019-03-26 14:23:18 | 0 | Rol | 101904 | 0000 | IDR | General | 0 | 0 | Material | N | N | N | ""
11340 | 313470-0000 | Marker Tube 6 mm | Marker Tube 6 mm | 2019-03-26 14:24:00 | 0 | Rol | 163000 | 0000 | IDR | General | 0 | 0 | Material | N | N | N | ""
11341 | 313471-0000 | Marker Tube 8 mm | Marker Tube 8 mm | 2019-03-26 14:24:45 | 0 | Rol | 96000 | 0000 | IDR | General | 0 | 0 | Material | N | N | N | ""
8688 | 820019-0000 | Marketing Fee | Marketing Fee | 2013-10-10 09:56:04 | 0 | Ls | 25000000 | 0000 | IDR | General | 433786866.87 | 11378 | Material | N | N | N | ""
9680 | 111314-0000 | Marshalling Kiosk | Marshalling Kiosk | 2015-02-02 18:20:51 | 0 | Unit | 4843262 | 0000 | IDR | General | 4315147.9 | 12502 | Material | N | N | N | ""
12772 | 313799-0000 | Marshalling kiosks for 150/20 kV Transformer Bay | Marshalling kiosks for 150/20 kV Transformer Bay | 2025-11-08 17:14:01 | 0 | Unit | 35860000 | 0000 | IDR | General | 0 | 0 | Material | N | N | N | ""
9654 | 313137-0000 | Marshalling kiosks for Bus-Coupler bay | Marshalling kiosks for Bus-Coupler bay | 2015-02-02 17:36:04 | 0 | Set | 35860000 | 0000 | IDR | General | 2810.74 | 12502 | Material | N | N | N | ""
9647 | 313130-0000 | Marshalling kiosks for IBT bay | Marshalling kiosks for IBT bay | 2015-02-02 17:17:25 | 0 | Set | 37000000 | 0000 | IDR | General | 2810.74 | 12502 | Material | N | N | N | ""
9736 | 323067-0000 | Marshalling kiosks for line bay | Marshalling kiosks for line bay | 2015-02-03 09:59:57 | 0 | Set | 1256000 | 0000 | IDR | General | 0 | 12502 | Material | N | N | N | ""
9641 | 313124-0000 | Marshalling kiosks for line bay | Marshalling kiosks for line bay | 2015-02-02 16:56:17 | 0 | Unit | 35860000 | 0000 | IDR | General | 2810.74 | 12502 | Material | N | N | N | ""
9247 | 611032-0000 | Masker Disposable | Disposable Masks | 2014-05-16 11:03:30 | 0 | Box | 20000 | 0000 | IDR | General | 33250 | 11558 | Material | N | N | N | ""
11217 | 810068-0000 | Masking Tape Police Line | Masking Tape Police Line | 2018-12-11 14:03:31 | 0 | Rol | 65000 | 0000 | IDR | General | 0 | 0 | Material | N | N | N | ""
10955 | 313353-0000 | MASTER And MODBUS, PROTOCOL | MASTER And MODBUS, PROTOCOL | 2017-09-13 09:03:06 | 0 | Set | 0 | 0000 |  | General | 0 | 0 | Material | N | N | N | ""
11955 | 611239-0000 | Mata Bobok Chisel Spade | Chisel Spade's Sleepy Eyes | 2021-10-24 10:50:05 | 0 | Pcs | 0 | 0000 |  | General | 0 | 0 | Material | N | N | N | ""
12082 | 611294-0000 | Mata Bor | Drill bit | 2022-02-13 19:32:43 | 0 | Pcs | 45000 | 0000 | IDR | General | 0 | 0 | Material | N | N | N | ""
11858 | 611204-0000 | Mata Bor Spiral dia.40 cm | Spiral Drill Bit dia.40 cm | 2021-09-19 15:27:32 | 0 | Unit | 70000 | 0000 | IDR | General | 0 | 0 | Material | N | N | N | ""
12545 | 611341-0000 | Mata Bor Spiral dia.60 cm | Spiral Drill Bit dia.60 cm | 2024-12-19 17:37:48 | 0 | Unit | 5000000 | 0000 | IDR | General | 0 | 0 | Material | N | N | N | ""
12439 | 611339-0000 | Mata Bor Spiral dia.60 cm | Spiral Drill Bit dia.60 cm | 2024-08-28 10:14:32 | 0 | Set | 3500000 | 0000 | IDR | General | 0 | 0 | Material | N | N | N | ""
11406 | 611153-0000 | mata cutting wheel 14 inchi | 14 inch cutting wheel | 2019-07-10 11:21:35 | 0 | Pack | 35000 | 0000 | IDR | General | 0 | 0 | Material | N | N | N | ""
11405 | 611152-0000 | mata cutting wheel 4 inchi | 4 inch cutting wheel | 2019-07-10 11:19:59 | 0 | Pack | 90000 | 0000 | IDR | General | 0 | 0 | Material | N | N | N | ""
10644 | 611105-0000 | Mata Gerinda | Grinding Wheel | 2017-06-16 14:26:10 | 0 | Pcs | 8000 | 0000 | IDR | General | 0 | 0 | Material | N | N | N | ""
12235 | 111652-0000 | Mata Gerinda 7 Inch | 7 Inch Grinding Wheel | 2023-04-03 19:01:40 | 0 | Pcs | 90000 | 0000 | IDR | General | 0 | 0 | Material | N | N | N | ""
11752 | 211323-0000 | Mata Gerindra | Gerindra's Eyes | 2021-01-29 10:20:41 | 0 | Box | 72727.28 | 0000 | IDR | General | 0 | 0 | Material | N | N | N | ""
11754 | 211324-0000 | Mata Gerindra Amplas | Sandpaper Grinding Wheel | 2021-01-29 10:36:34 | 0 | Pcs | 55000 | 0000 | IDR | General | 0 | 0 | Material | N | N | N | ""
12081 | 611293-0000 | Mata Potong Batu | Stone Cutting Blade | 2022-02-13 19:29:53 | 0 | Pcs | 101000 | 0000 | IDR | General | 0 | 0 | Material | N | N | N | ""
11992 | 611260-0000 | Mata shock torsi 19mm | 19mm torsion shock eye | 2021-12-08 17:51:23 | 0 | Pcs | 55000 | 0000 | IDR | General | 0 | 0 | Material | N | N | N | ""
11993 | 611261-0000 | Mata shock torsi 22mm | 22mm torsion shock eye | 2021-12-08 17:51:58 | 0 | Pcs | 55000 | 0000 | IDR | General | 0 | 0 | Material | N | N | N | ""
11994 | 611262-0000 | Mata shock torsi 24mm | 24mm torsion shock eye | 2021-12-08 17:53:00 | 0 | Pcs | 135000 | 0000 | IDR | General | 0 | 0 | Material | N | N | N | ""
11995 | 611263-0000 | Mata shock torsi 27mm | 27mm torsion shock eye | 2021-12-08 17:53:55 | 0 | Pcs | 60000 | 0000 | IDR | General | 0 | 0 | Material | N | N | N | ""
11996 | 611264-0000 | Mata shock torsi 30mm | 30mm torsion shock eye | 2021-12-08 17:54:40 | 0 | Pcs | 55000 | 0000 | IDR | General | 0 | 0 | Material | N | N | N | ""
11997 | 611265-0000 | Mata shock torsi 32mm | 32mm torsion shock eye | 2021-12-08 17:55:25 | 0 | Pcs | 195000 | 0000 | IDR | General | 0 | 0 | Material | N | N | N | ""
11998 | 611266-0000 | Mata shock torsi 32mm | 32mm torsion shock eye | 2021-12-08 17:56:33 | 0 | Pcs | 0 | 0000 |  | General | 0 | 0 | Material | N | N | N | ""
11999 | 611267-0000 | Mata shock torsi 36mm | 36mm torsion shock eye | 2021-12-08 17:57:14 | 0 | Pcs | 275000 | 0000 | IDR | General | 0 | 0 | Material | N | N | N | ""
10256 | 611084-0000 | Materai | Duty stamp | 2016-07-15 08:49:30 | 0 | Pcs | 10000 | 0000 | IDR | General | 0 | 0 | Material | N | N | N | ""
8177 | 424023-0000 | Material BCTR-ROCK Galian batu masif miniman 110 cm panjang minimum 5 m di cor beton 123 tebal 30 cm dengan marking post | BCTR-ROCK Material: Massive rock excavation with a minimum thickness of 110 cm and a minimum length of 5 m, cast in concrete with a thickness of 123 cm with marking posts. | 2013-07-10 14:21:47 | 0 | Mtr | 25000 | 0000 | IDR | General | 25000 | 9982 | Material | N | N | N | ""
10221 | 111368-0000 | Material besi dan baja, CNP 150.50.25 | Iron and steel materials, CNP 150.50.25 | 2016-06-30 08:16:18 | 0 | Kg | 0 | 0000 |  | General | 0 | 0 | Material | N | N | N | ""
10220 | 111367-0000 | Material besi dan baja, IWF 200.100.5,5.8 | Iron and steel materials, IWF 200.100.5,5.8 | 2016-06-30 07:46:14 | 0 | Kg | 0 | 0000 |  | General | 0 | 0 | Material | N | N | N | ""
10667 | 313285-0000 | Material Conductor TAL 660mm2 | Conductor Material TAL 660mm2 | 2017-07-18 14:26:35 | 0 | Mtr | 119000 | 0000 | IDR | General | 0 | 13387 | Material | N | N | N | ""
10668 | 313286-0000 | Material Conductor TAL 850 mm2 (m) | Conductor Material TAL 850 mm2 (m) | 2017-07-18 12:21:03 | 0 | Mtr | 151000 | 0000 | IDR | General | 0 | 0 | Material | N | N | N | ""
10197 | 111365-0000 | Material Cor K300 | K300 Cast Material | 2016-05-26 15:00:53 | 0 | M3 | 815000 | 0000 | IDR | General | 0 | 0 | Material | N | N | N | ""
8339 | 111026-0000 | Material Formwork (Termasuk paku,kaso,multiplek) | Formwork Material (Including nails, rafters, plywood) | 2013-08-02 14:48:05 | 0 | M3 | 6800000 | 0000 | IDR | General | 130000 | 10101 | Material | N | N | N | ""
9344 | 111297-0000 | Material Handhole Type HH2 | Handhole Material Type HH2 | 2016-02-10 15:26:01 | 0 | Pcs | 3775175 | 0000 | IDR | General | 3000000 | 11841 | Material | N | N | N | ""
11182 | 111491-0000 | Material Partisi Ruangan | Room Partition Materials | 2018-10-19 10:05:33 | 0 | Ls | 3882500 | 0000 | IDR | General | 0 | 0 | Material | N | N | N | ""
9033 | 111269-0000 | Material Pondasi Bored Pile Dia. 50cm termasuk Mob Demob, Besi Beton, Mix Design, dan Test Kubus | Bored Pile Foundation Materials Dia. 50cm including Mob Demob, Reinforced Concrete, Mix Design, and Test Cube | 2014-10-28 10:36:25 | 0 | Mtr | 859625 | 0000 | IDR | General | 190985383 | 11950 | Material | N | N | N | ""
9034 | 111270-0000 | Material Pondasi Bored Pile Dia. 60cm termasuk Mob Demob, Besi Beton, Mix Design, dan Test Kubus | Bored Pile Foundation Materials Dia. 60cm including Mob Demob, Reinforced Concrete, Mix Design, and Test Cube | 2014-10-28 10:37:17 | 0 | Mtr | 971300 | 0000 | IDR | General | 254443546.42 | 11950 | Material | N | N | N | ""
9353 | 111298-0000 | Material Pondasi ODC | ODC Foundation Material | 2016-02-10 15:26:17 | 0 | Set | 0 | 0000 | IDR | General | 0 | 11806 | Material | N | N | N | ""
9354 | 111299-0000 | Material Pondasi Tiang | Pile Foundation Material | 2016-02-10 15:26:35 | 0 | Set | 0 | 0000 | IDR | General | 0 | 11806 | Material | N | N | N | ""
9032 | 111268-0000 | Material Pondasi Tower termasuk Mob Demob, Besi Beton, Mix Design, dan Test Kubus | Tower Foundation Materials including Mob Demob, Reinforced Concrete, Mix Design, and Test Cube | 2014-10-28 10:35:16 | 0 | M3 | 3134348 | 0000 | IDR | General | 154142118.43 | 11950 | Material | N | N | N | ""
10179 | 111360-0000 | Material Pondasi Tower Tipe AA | AA Type Tower Foundation Material | 2017-08-09 21:22:03 | 0 | M3 | 3900000 | 0000 | IDR | General | 0 | 13252 | Material | N | N | N | ""
10300 | 111372-0000 | Material Pondasi Tower Tipe AA2-1 | Tower Foundation Material Type AA2-1 | 2016-09-08 12:50:44 | 0 | Set | 28842680 | 0000 | IDR | General | 0 | 13252 | Material | N | N | N | ""
10302 | 111373-0000 | Material Pondasi Tower Tipe AA2-2 | Tower Foundation Material Type AA2-2 | 2016-09-08 12:53:51 | 0 | Set | 119337000 | 0000 | IDR | General | 0 | 0 | Material | N | N | N | ""
10304 | 111374-0000 | Material Pondasi Tower Tipe AA3 | Tower Foundation Material Type AA3 | 2016-09-08 12:55:43 | 0 | Set | 144715800 | 0000 | IDR | General | 0 | 0 | Material | N | N | N | ""
10306 | 111375-0000 | Material Pondasi Tower Tipe AA3W-1 | Tower Foundation Material Type AA3W-1 | 2016-09-08 13:00:56 | 0 | Set | 294395200 | 0000 | IDR | General | 0 | 0 | Material | N | N | N | ""
10308 | 111376-0000 | Material Pondasi Tower Tipe AA3W-2 | Tower Foundation Material Type AA3W-2 | 2016-09-08 13:02:14 | 0 | Set | 282367700 | 0000 | IDR | General | 0 | 0 | Material | N | N | N | ""
10310 | 111377-0000 | Material Pondasi Tower Tipe AA3W-3 | Tower Foundation Material Type AA3W-3 | 2016-09-08 13:03:14 | 0 | Set | 232940700 | 0000 | IDR | General | 0 | 0 | Material | N | N | N | ""
10312 | 111378-0000 | Material Pondasi Tower Tipe AA3W-4 | Tower Foundation Material Type AA3W-4 | 2016-09-08 13:04:16 | 0 | Set | 294395200 | 0000 | IDR | General | 0 | 0 | Material | N | N | N | ""
10314 | 111379-0000 | Material Pondasi Tower Tipe AA5 | Tower Foundation Material Type AA5 | 2016-09-08 13:20:29 | 0 | Set | 324579400 | 0000 | IDR | General | 0 | 0 | Material | N | N | N | ""
10316 | 111380-0000 | Material Pondasi Tower Tipe AA6-1 | Tower Foundation Material Type AA6-1 | 2016-09-08 13:22:16 | 0 | Set | 57872540 | 0000 | IDR | General | 0 | 0 | Material | N | N | N | ""
10318 | 111381-0000 | Material Pondasi Tower Tipe AA6-2 | Tower Foundation Material Type AA6-2 | 2016-09-08 13:25:00 | 0 | Set | 172228640 | 0000 | IDR | General | 0 | 0 | Material | N | N | N | ""
10320 | 111382-0000 | Material Pondasi Tower Tipe AA6-3 | Tower Foundation Material Type AA6-3 | 2016-09-08 13:29:53 | 0 | Set | 173821540 | 0000 | IDR | General | 0 | 0 | Material | N | N | N | ""
10322 | 111383-0000 | Material Pondasi Tower Tipe AA6-4 | Tower Foundation Material Type AA6-4 | 2016-09-08 13:30:59 | 0 | Set | 148850840 | 0000 | IDR | General | 0 | 0 | Material | N | N | N | ""
10324 | 111384-0000 | Material Pondasi Tower Tipe AA6-5 | Tower Foundation Material Type AA6-5 | 2016-09-08 13:32:08 | 0 | Set | 57872640 | 0000 | IDR | General | 0 | 0 | Material | N | N | N | ""
10326 | 111385-0000 | Material Pondasi Tower Tipe AA6-6 | Tower Foundation Material Type AA6-6 | 2016-09-08 13:33:08 | 0 | Set | 199189640 | 0000 | IDR | General | 0 | 0 | Material | N | N | N | ""
10328 | 111386-0000 | Material Pondasi Tower Tipe AA6-7 | Tower Foundation Material Type AA6-7 | 2016-09-08 13:34:07 | 0 | Set | 57872540 | 0000 | IDR | General | 0 | 0 | Material | N | N | N | ""
10330 | 111387-0000 | Material Pondasi Tower Tipe AA6-8 | Tower Foundation Material Type AA6-8 | 2016-09-08 13:35:06 | 0 | Set | 57872540 | 0000 | IDR | General | 0 | 0 | Material | N | N | N | ""
8632 | 111237-0000 | Material Pondasi Tower Tipe BB1 | Tower Foundation Material Type BB1 | 2016-09-08 13:42:07 | 0 | Set | 115451000 | 0000 | IDR | General | 0 | 11132 | Material | N | N | N | ""
8635 | 111240-0000 | Material Pondasi Tower Tipe BB2 | Tower Foundation Material Type BB2 | 2016-09-08 13:46:28 | 0 | Set | 62757744 | 0000 | IDR | General | 0 | 11132 | Material | N | N | N | ""
8636 | 111241-0000 | Material Pondasi Tower Tipe BB3 | Tower Foundation Material Type BB3 | 2016-09-08 13:48:40 | 0 | Set | 236999900 | 0000 | IDR | General | 0 | 11132 | Material | N | N | N | ""
8637 | 111242-0000 | Material Pondasi Tower Tipe BB3W-1 | Tower Foundation Material Type BB3W-1 | 2016-09-08 13:51:56 | 0 | Set | 175583424 | 0000 | IDR | General | 0 | 11132 | Material | N | N | N | ""
8638 | 111243-0000 | Material Pondasi Tower Tipe BB3W-2 | Tower Foundation Material Type BB3W-2 | 2016-09-08 13:54:38 | 0 | Set | 329042400 | 0000 | IDR | General | 0 | 11132 | Material | N | N | N | ""
8633 | 111238-0000 | Material Pondasi Tower Tipe CC2 | Tower Foundation Material Type CC2 | 2016-09-08 13:58:27 | 0 | Set | 232806900 | 0000 | IDR | General | 0 | 11132 | Material | N | N | N | ""
8639 | 111244-0000 | Material Pondasi Tower Tipe CC5 | Tower Foundation Material Type CC5 | 2016-09-08 14:01:50 | 0 | Set | 647786400 | 0000 | IDR | General | 0 | 11132 | Material | N | N | N | ""
8640 | 111245-0000 | Material Pondasi Tower Tipe CC6 | Tower Foundation Material Type CC6 | 2016-09-08 14:33:22 | 0 | Set | 201591376 | 0000 | IDR | General | 0 | 11132 | Material | N | N | N | ""
8634 | 111239-0000 | Material Pondasi Tower Tipe DD3W | Tower Foundation Material Type DD3W | 2016-09-08 14:08:17 | 0 | Set | 500489100 | 0000 | IDR | General | 0 | 11132 | Material | N | N | N | ""
10347 | 111388-0000 | Material Pondasi Tower Type Aa2 class 5 | Tower Foundation Material Type Aa2 class 5 | 2016-09-30 10:59:10 | 0 | Unit | 0 | 0000 |  | General | 0 | 13123 | Material | N | N | N | ""
10356 | 111391-0000 | Material Pondasi Type Aa2 class 1 | Foundation Material Type Aa2 class 1 | 2016-09-30 11:00:13 | 0 | Unit | 0 | 0000 |  | General | 0 | 13103 | Material | N | N | N | ""
10359 | 111392-0000 | Material Pondasi Type Aa2 class 1 | Foundation Material Type Aa2 class 1 | 2016-09-30 11:00:31 | 0 | Unit | 0 | 0000 |  | General | 0 | 13103 | Material | N | N | N | ""
10362 | 111393-0000 | Material Pondasi Type Aa2 class 4 | Foundation Material Type Aa2 class 4 | 2016-09-30 11:00:50 | 0 | Unit | 0 | 0000 |  | General | 0 | 13103 | Material | N | N | N | ""
10365 | 111394-0000 | Material Pondasi Type Bb2 class 1 | Foundation Material Type Bb2 class 1 | 2016-09-30 11:01:07 | 0 | Unit | 0 | 0000 |  | General | 0 | 13103 | Material | N | N | N | ""
10353 | 111390-0000 | Material Pondasi Type Cc2 class 3 | Foundation Material Type CC2 Class 3 | 2016-09-30 10:59:53 | 0 | Unit | 64125168 | 0000 | IDR | General | 0 | 13103 | Material | N | N | N | ""
10350 | 111389-0000 | Material Pondasi Type Cc2 class 5 | Foundation Material Type CC2 Class 5 | 2016-09-30 10:59:31 | 0 | Unit | 0 | 0000 |  | General | 0 | 13103 | Material | N | N | N | ""
8649 | 111254-0000 | Material Pondasi Type DSP Class 3 Pad and Chimney with Piled | Foundation Material Type DSP Class 3 Pad and Chimney with Piled | 2016-02-10 15:23:33 | 0 | Twr | 0 | 0000 | IDR | General | 0 | 11132 | Material | N | N | N | ""
8641 | 111246-0000 | Material Pondasi Type SSP5 Class 2 Pad and Chimney with Piled | Foundation Material Type SSP5 Class 2 Pad and Chimney with Piled | 2016-02-10 15:13:31 | 0 | Twr | 0 | 0000 | IDR | General | 0 | 11132 | Material | N | N | N | ""
8642 | 111247-0000 | Material Pondasi Type SSP5 Class 3 Pad and Chimney with Piled | Foundation Material Type SSP5 Class 3 Pad and Chimney with Piled | 2016-02-10 15:16:09 | 0 | Twr | 0 | 0000 | IDR | General | 0 | 11132 | Material | N | N | N | ""
8643 | 111248-0000 | Material Pondasi Type TSP15 Class 2 Pad and Chimney with Piled | Foundation Material Type TSP15 Class 2 Pad and Chimney with Piled | 2016-02-10 15:16:59 | 0 | Twr | 0 | 0000 | IDR | General | 0 | 11132 | Material | N | N | N | ""
8644 | 111249-0000 | Material Pondasi Type TSP15 Class 3 Pad and Chimney with Piled | Foundation Material Type TSP15 Class 3 Pad and Chimney with Piled | 2016-02-10 15:19:13 | 0 | Twr | 0 | 0000 | IDR | General | 0 | 11132 | Material | N | N | N | ""
8645 | 111250-0000 | Material Pondasi Type TSP15 Class 5 Pad and Chimney (Enlarged) or Raft with Piled | Foundation Material Type TSP15 Class 5 Pad and Chimney (Enlarged) or Raft with Piled | 2016-02-10 15:19:30 | 0 | Twr | 0 | 0000 | IDR | General | 0 | 11132 | Material | N | N | N | ""
8646 | 111251-0000 | Material Pondasi Type TSP30 Class 2 Pad and Chimney with Piled | Foundation Material Type TSP30 Class 2 Pad and Chimney with Piled | 2016-02-10 15:21:43 | 0 | Twr | 0 | 0000 | IDR | General | 0 | 11132 | Material | N | N | N | ""
8647 | 111252-0000 | Material Pondasi Type TSP30 Class 3 Pad and Chimney with Piled | Foundation Material Type TSP30 Class 3 Pad and Chimney with Piled | 2016-02-10 15:22:35 | 0 | Twr | 0 | 0000 | IDR | General | 0 | 11132 | Material | N | N | N | ""
8648 | 111253-0000 | Material Pondasi Type TSP60 Class 3 Pad and Chimney with Piled | Foundation Material Type TSP60 Class 3 Pad and Chimney with Piled | 2016-02-10 15:22:50 | 0 | Twr | 0 | 0000 | IDR | General | 0 | 11132 | Material | N | N | N | ""
9112 | 111281-0000 | Material selain material utama | Materials other than the main material | 2014-03-14 16:30:29 | 0 | Ls | 35000 | 0000 | IDR | General | 0 | 11633 | Material | N | N | N | ""
9333 | 111296-0000 | Material Shotcrete tebal 10 sd 12 cm, wire mesh dia. 6x150x150 mm | Shotcrete material 10 to 12 cm thick, wire mesh dia. 6x150x150 mm | 2014-06-13 14:51:33 | 0 | M2 | 14000000 | 0000 | IDR | General | 0 | 0 | Material | N | N | N | ""
9321 | 111295-0000 | Material Side ditch, concrete lining U type uk. 40x40 cm | Material Side ditch, concrete lining U type UK. 40x40 cm | 2014-06-12 10:42:08 | 0 | Mtr | 0 | 0000 | IDR | General | 0 | 0 | Material | N | N | N | ""
8344 | 111031-0000 | Material Tanah Merah | Red Soil Material | 2013-08-02 14:53:06 | 0 | M3 | 57500 | 0000 | IDR | General | 0 | 10101 | Material | N | N | N | ""
9930 | 313181-0000 | material Tension String set for OPGW 70 | material Tension String set for OPGW 70 | 2015-06-19 16:11:12 | 0 | Set | 1369725 | 0000 | IDR | General | 0 | 0 | Material | N | N | N | ""
9875 | 313172-0000 | MCB 1 Phase 40A | MCB 1 Phase 40A | 2015-06-03 14:10:28 | 0 | Pcs | 0 | 0000 |  | General | 50000 | 13217 | Material | N | N | N | ""
9222 | 313060-0000 | MCB 10 Ampere | 10 Ampere MCB | 2014-05-12 11:16:34 | 0 | Pcs | 96000 | 0000 | IDR | General | 0 | 0 | Material | N | N | N | ""
9221 | 313059-0000 | MCB 16 Ampere | 16 Ampere MCB | 2014-05-12 11:15:55 | 0 | Pcs | 335000 | 0000 | IDR | General | 0 | 0 | Material | N | N | N | ""
12754 | 313788-0000 | MCB 2P DC C16 S202 with Auxiliary | MCB 2P DC C16 S202 with Auxiliary | 2025-10-21 14:48:48 | 0 | Pcs | 267075.15 | 0000 | IDR | General | 0 | 0 | Material | N | N | N | ""
12755 | 313789-0000 | MCB 2P DC C20 S202 with Auxiliary | MCB 2P DC C20 S202 with Auxiliary | 2025-10-21 14:51:05 | 0 | Pcs | 539944 | 0000 | IDR | General | 0 | 0 | Material | N | N | N | ""
11689 | 313532-0000 | MCB 3 phase 100 A | 3-phase 100 A MCB | 2020-10-13 09:42:23 | 0 | Pcs | 1080000 | 0000 | IDR | General | 0 | 0 | Material | N | N | N | ""
10267 | 313230-0000 | MCB 3 Pole 40 A 400 VAC | MCB 3 Pole 40 A 400 VAC | 2016-07-28 14:48:19 | 0 | Pcs | 1080000 | 0000 | IDR | General | 0 | 0 | Material | N | N | N | ""
9220 | 313058-0000 | MCB 32 Ampere | 32 Ampere MCB | 2014-05-12 11:14:46 | 0 | Pcs | 380000 | 0000 | IDR | General | 0 | 0 | Material | N | N | N | ""
12753 | 313787-0000 | MCB 3P AC C16 S203 with Auxiliary | MCB 3P AC C16 S203 with Auxiliary | 2025-10-21 14:47:28 | 0 | Pcs | 239393.7 | 0000 | IDR | General | 0 | 0 | Material | N | N | N | ""
12752 | 313786-0000 | MCB 3P AC C40 S203 with Auxiliary | MCB 3P AC C40 S203 with Auxiliary | 2025-10-21 14:45:29 | 0 | Pcs | 367600 | 0000 | IDR | General | 0 | 0 | Material | N | N | N | ""
12880 | 211487-0000 | MCB AC 1P/20A 4.5kA | MCB AC 1P/20A 4.5kA | 2026-01-09 18:54:44 | 0 | Pcs | 0 | 0000 |  | General | 0 | 0 | Material | N | N | N | ""
12881 | 313868-0000 | MCB AC 1P/20A 4.5kA | MCB AC 1P/20A 4.5kA | 2026-01-09 18:55:58 | 0 | Pcs | 0 | 0000 |  | General | 0 | 0 | Material | N | N | N | ""
12742 | 313776-0000 | MCB AC 2P/10A with Aux | MCB AC 2P/10A with Aux | 2025-10-09 21:52:39 | 0 | Mtr | 0 | 0000 |  | General | 0 | 0 | Material | N | N | N | ""
12743 | 313777-0000 | MCB AC 2P/10A with Aux | MCB AC 2P/10A with Aux | 2025-10-09 21:53:27 | 0 | Pcs | 0 | 0000 |  | General | 0 | 0 | Material | N | N | N | ""
12748 | 313782-0000 | MCB AC 2P/10A with Aux A9A26924 | MCB AC 2P/10A with Aux A9A26924 | 2025-10-09 22:04:09 | 0 | Pcs | 92610 | 0000 | IDR | General | 0 | 0 | Material | N | N | N | ""
12747 | 313781-0000 | MCB AC 2P/10A with Aux A9F44210 | MCB AC 2P/10A with Aux A9F44210 | 2025-10-09 22:03:42 | 0 | Pcs | 222783.75 | 0000 | IDR | General | 0 | 0 | Material | N | N | N | ""
12878 | 313866-0000 | MCB AC 2P/20A 6kA | MCB AC 2P/20A 6kA | 2026-01-09 18:43:05 | 0 | Pcs | 0 | 0000 |  | General | 0 | 0 | Material | N | N | N | ""
12879 | 313867-0000 | MCB AC 3P/50A 10 kA | MCB AC 3P/50A 10 kA | 2026-01-09 18:49:22 | 0 | Pcs | 0 | 0000 |  | General | 0 | 0 | Material | N | N | N | ""
11688 | 313531-0000 | MCB DC 2 Pole/Phasa 50 A | MCB DC 2 Pole/Phase 50 A | 2020-10-13 09:34:05 | 0 | Pcs | 375000 | 0000 | IDR | General | 0 | 0 | Material | N | N | N | ""
12883 | 313870-0000 | MCB DC 2P/20A | MCB DC 2P/20A | 2026-01-09 19:09:56 | 0 | Pcs | 0 | 0000 |  | General | 0 | 0 | Material | N | N | N | ""
12745 | 313779-0000 | MCB DC 2P/6A with Aux | MCB DC 2P/6A with Aux | 2025-10-09 21:55:00 | 0 | Pcs | 0 | 0000 |  | General | 0 | 0 | Material | N | N | N | ""
12746 | 313780-0000 | MCB DC 2P/6A with Aux | MCB DC 2P/6A with Aux | 2025-10-09 21:56:13 | 0 | Pcs | 0 | 0000 |  | General | 0 | 0 | Material | N | N | N | ""
12744 | 313778-0000 | MCB DC 2P/6A with Aux | MCB DC 2P/6A with Aux | 2025-10-09 21:54:10 | 0 | Pcs | 0 | 0000 |  | General | 0 | 0 | Material | N | N | N | ""
12750 | 313784-0000 | MCB DC 2P/6A with Aux A9N26924 | MCB DC 2P/6A with Aux A9N26924 | 2025-10-09 22:05:18 | 0 | Pcs | 0 | 0000 |  | General | 0 | 0 | Material | N | N | N | ""
12749 | 313783-0000 | MCB DC 2P/6A with Aux A9N61526 | MCB DC 2P/6A with Aux A9N61526 | 2025-10-09 22:04:46 | 0 | Pcs | 795690 | 0000 | IDR | General | 0 | 0 | Material | N | N | N | ""
12528 | 313690-0000 | MCB-AC 2P/10A 6 kA | MCB-AC 2P/10A 6 kA | 2024-12-02 15:19:06 | 0 | Unit | 0 | 0000 |  | General | 0 | 0 | Material | N | N | N | ""
12484 | 313670-0000 | MCB-AC 2P/10A 6 kA with Aux | MCB-AC 2P/10A 6 kA with Aux | 2024-11-07 14:22:12 | 0 | Unit | 515300 | 0000 | IDR | General | 0 | 0 | Material | N | N | N | ""
12534 | 313696-0000 | MCB-AC 2P/16A 6kA | MCB-AC 2P/16A 6kA | 2024-12-02 15:47:10 | 0 | Unit | 282736 | 0000 | IDR | General | 0 | 0 | Material | N | N | N | ""
12494 | 313680-0000 | MCB-AC 2P/16A 6kA with Aux | MCB-AC 2P/16A 6kA with Aux | 2024-11-07 15:20:53 | 0 | Unit | 235613 | 0000 | IDR | General | 0 | 0 | Material | N | N | N | ""
12498 | 313684-0000 | MCB-AC 2P/16A 6kA with Aux | MCB-AC 2P/16A 6kA with Aux | 2024-11-07 15:22:54 | 0 | Unit | 0 | 0000 |  | General | 0 | 0 | Material | N | N | N | ""
12533 | 313695-0000 | MCB-AC 2P/2A 6kA | MCB-AC 2P/2A 6kA | 2024-12-02 15:43:43 | 0 | Unit | 339282 | 0000 | IDR | General | 0 | 0 | Material | N | N | N | ""
12492 | 313678-0000 | MCB-AC 2P/2A 6kA with Aux | MCB-AC 2P/2A 6kA with Aux | 2024-11-07 15:19:42 | 0 | Unit | 282735 | 0000 | IDR | General | 0 | 0 | Material | N | N | N | ""
12529 | 313691-0000 | MCB-AC 2P/6A 6kA | MCB-AC 2P/6A 6kA | 2024-12-02 15:21:22 | 0 | Unit | 283044 | 0000 | IDR | General | 0 | 0 | Material | N | N | N | ""
12493 | 313679-0000 | MCB-AC 2P/6A 6kA with Aux | MCB-AC 2P/6A 6kA with Aux | 2024-11-07 15:20:13 | 0 | Unit | 235870 | 0000 | IDR | General | 0 | 0 | Material | N | N | N | ""
12592 | 313731-0000 | MCB-AC 4P/20A 6kA | MCB-AC 4P/20A 6kA | 2025-02-17 14:27:09 | 0 | Set | 0 | 0000 |  | General | 0 | 0 | Material | N | N | N | ""
12530 | 313692-0000 | MCB-AC 4P/20A 6kA | MCB-AC 4P/20A 6kA | 2024-12-02 15:22:57 | 0 | Unit | 537660 | 0000 | IDR | General | 0 | 0 | Material | N | N | N | ""
12495 | 313681-0000 | MCB-AC 4P/20A 6kA with Aux | MCB-AC 4P/20A 6kA with Aux | 2024-11-07 15:21:21 | 0 | Unit | 0 | 0000 |  | General | 0 | 0 | Material | N | N | N | ""
12531 | 313693-0000 | MCB-AC 4P/25A 6kA | MCB-AC 4P/25A 6kA | 2024-12-02 15:24:28 | 0 | Unit | 591426 | 0000 | IDR | General | 0 | 0 | Material | N | N | N | ""
12496 | 313682-0000 | MCB-AC 4P/25A 6kA with Aux | MCB-AC 4P/25A 6kA with Aux | 2024-11-07 15:21:57 | 0 | Unit | 492855 | 0000 | IDR | General | 0 | 0 | Material | N | N | N | ""
12593 | 313732-0000 | MCB-AC 4P/2A 6kA | MCB-AC 4P/2A 6kA | 2025-02-17 18:11:55 | 0 | Pcs | 495650 | 0000 | IDR | General | 0 | 0 | Material | N | N | N | ""
12532 | 313694-0000 | MCB-AC 4P/32A 6kA | MCB-AC 4P/32A 6kA | 2024-12-02 15:24:57 | 0 | Unit | 698958 | 0000 | IDR | General | 0 | 0 | Material | N | N | N | ""
12497 | 313683-0000 | MCB-AC 4P/32A 6kA with Aux | MCB-AC 4P/32A 6kA with Aux | 2024-11-07 15:22:21 | 0 | Unit | 582465 | 0000 | IDR | General | 0 | 0 | Material | N | N | N | ""
9219 | 313057-0000 | MCCB 50 Ampere | 50 Ampere MCCB | 2014-05-12 11:05:13 | 0 | Pcs | 0 | 0000 | IDR | General | 0 | 0 | Material | N | N | N | ""
9098 | 211039-0000 | MCM Box | MCM Box | 2014-03-14 16:19:21 | 0 | Pcs | 0 | 0000 | IDR | General | 0 | 11633 | Material | N | N | N | ""
12067 | 313562-0000 | MCT c/w Frame, Plate & Cable module | MCT c/w Frame, Plate & Cable module | 2022-01-27 16:19:41 | 0 | Set | 6000000 | 0000 | IDR | General | 0 | 0 | Material | N | N | N | ""
10896 | 129301-0000 | ME Work Grounding SystemGrounding | ME Work Grounding SystemGrounding | 2017-08-04 16:53:14 | 0 | Ls | 888000 | 0000 | IDR | General | 0 | 0 | Material | N | N | N | ""
9858 | 820068-0000 | Medical check up (MCU) | Medical check up (MCU) | 2015-03-17 09:29:57 | 0 | Yr | 445000 | 0000 | IDR | General | 570000 | 0 | Material | N | N | N | ""
9867 | 820076-0000 | Medical Expenses | Medical Expenses | 2015-03-26 15:28:57 | 0 | Ls | 15207380 | 0000 | IDR | General | 12003702 | 0 | Material | N | N | N | ""
10019 | 820083-0000 | Medical In | Medical In | 2015-10-08 09:23:58 | 0 | Ls | 3300000 | 0000 | IDR | General | 0 | 0 | Material | N | N | N | ""
10020 | 820084-0000 | Medical Out | Medical Out | 2015-10-08 09:25:07 | 0 | Ls | 0 | 0000 |  | General | 0 | 0 | Material | N | N | N | ""
11972 | 111616-0000 | Meja Kantor | Office desk | 2021-11-18 09:26:45 | 0 | Pcs | 450000 | 0000 | IDR | General | 0 | 0 | Material | N | N | N | ""
11974 | 810114-0000 | meja luar ruang ( outdoor ) | outdoor table | 2021-11-18 09:30:14 | 0 | Pcs | 949604.5 | 0000 | IDR | General | 0 | 0 | Material | N | N | N | ""
10182 | 313228-0000 | Member Fittment Suspension | Member Fitment Suspension | 2016-05-09 10:06:06 | 0 | Set | 550000 | 0000 | IDR | General | 0 | 0 | Material | N | N | N | ""
10181 | 313227-0000 | Member Fittment Tension | Member Fitment Tension | 2016-05-09 10:04:36 | 0 | Set | 924151 | 0000 | IDR | General | 0 | 0 | Material | N | N | N | ""
10409 | 313256-0000 | Member Fittment Tension Special ( Type 4DD6 ) | Member Fitment Tension Special (Type 4DD6) | 2016-11-17 11:04:46 | 0 | Set | 2150000 | 0000 | IDR | General | 0 | 0 | Material | N | N | N | ""
7729 | 121009-0000 | Membersihkan Lapangan dan Perataan | Field Clearing and Leveling |  | 0 | Service | 3000000 | M2 | IDR | "" | 0 | 0 | Material | N | N | N
9789 | 323110-0000 | Mercury Vapour Flouresent light 1 x 250 W complete with lighting column 9 m high, fuse box, grounding system and installation of cable conduit and wiring and all accessories and foundation of column | Mercury Vapor Fluorescent light 1 x 250 W complete with lighting column 9 m high, fuse box, grounding system and installation of cable conduit and wiring and all accessories and foundation of column | 2015-02-03 15:08:04 | 0 | Ttk | 0 | 0000 | IDR | General | 0 | 12502 | Material | N | N | N | ""
9712 | 313156-0000 | Mercury Vapour Flouresent light 1 x 250 W complete with lighting column 9 m high, fuse box, grounding system and installation of cable conduit and wiring and all accessories and foundation of column | Mercury Vapor Fluorescent light 1 x 250 W complete with lighting column 9 m high, fuse box, grounding system and installation of cable conduit and wiring and all accessories and foundation of column | 2015-02-02 19:01:14 | 0 | Ttk | 1742690.83 | 0000 | IDR | General | 11000000 | 12502 | Material | N | N | N | ""
9790 | 323111-0000 | Mercury Vapour Flouresent light 1 x 250 W complete with support, fuse box, grounding system and installation of cable conduit and wiring and all accessories for Switchyard | Mercury Vapor Fluorescent light 1 x 250 W complete with support, fuse box, grounding system and installation of cable conduit and wiring and all accessories for Switchyard | 2015-02-03 15:09:08 | 0 | Ttk | 0 | 0000 | IDR | General | 0 | 12502 | Material | N | N | N | ""
9713 | 313157-0000 | Mercury Vapour Flouresent light 1 x 250 W complete with support, fuse box, grounding system and installation of cable conduit and wiring and all accessories for Switchyard | Mercury Vapor Fluorescent light 1 x 250 W complete with support, fuse box, grounding system and installation of cable conduit and wiring and all accessories for Switchyard | 2015-02-02 19:02:57 | 0 | Ttk | 0 | 0000 | IDR | General | 0 | 12502 | Material | N | N | N | ""
10469 | 610003-SAIN | Mesh Shock Joints Conductor ACSR Hawk 200-300 30 kN | Mesh Shock Joints Conductor ACSR Hawk 200-300 30 kN | 2016-12-21 21:11:05 | 0 | Pcs | 305131 | SAIN | IDR | Sahabat Indonesia | 0 | 0 | Material | N | N | N | ""
10468 | 610002-SAIN | Mesh Shock Joints Conductor ACSR Zebra 300-400 30 kN | Mesh Shock Joints Conductor ACSR Zebra 300-400 30 kN | 2016-12-21 21:09:00 | 0 | Pcs | 300000 | SAIN | IDR | Sahabat Indonesia | 0 | 0 | Material | N | N | N | ""
11379 | 810084-0000 | Mesin Cuci AC | AC Washing Machine | 2019-04-26 14:18:52 | 0 | Pcs | 5600000 | 0000 | IDR | General | 0 | 0 | Material | N | N | N | ""
11949 | 611235-0000 | Mesin Diesel 24 HP - Max 26 HP | Diesel Engine 24 HP - Max 26 HP | 2021-10-20 12:28:23 | 0 | Unit | 8500000 | 0000 | IDR | General | 0 | 0 | Material | N | N | N | ""
11846 | 611192-0000 | Mesin Diesel 28-30 Hp | 28-30 Hp Diesel Engine | 2021-09-19 10:05:16 | 0 | Unit | 9729729.73 | 0000 | IDR | General | 0 | 14500 | Material | N | N | N | ""
11784 | 611182-0000 | Mesin Diesel 7-8 HP | 7-8 HP Diesel Engine | 2021-06-10 13:12:04 | 0 | Set | 2999000 | 0000 | IDR | General | 0 | 0 | Material | N | N | N | ""
11957 | 611241-0000 | Mesin Genset 5000 Watt | 5000 Watt Generator | 2021-10-24 19:57:48 | 0 | Unit | 8181818.18 | 0000 | IDR | General | 0 | 0 | Material | N | N | N | ""
11241 | 211192-0000 | Mesin Genset 6000 Watt | 6000 Watt Generator | 2019-01-18 15:55:47 | 0 | Unit | 8500000 | 0000 | IDR | General | 0 | 0 | Material | N | N | N | ""
12092 | 611299-0000 | Mesin Genset 6500 Watt | 6500 Watt Generator | 2022-04-25 15:40:19 | 0 | Unit | 9545454 | 0000 | IDR | General | 0 | 0 | Material | N | N | N | ""
11361 | 611135-0000 | Mesin Las Merek Lakoni 900 watt | Lakoni Brand Welding Machine 900 watt | 2019-04-18 10:45:25 | 0 | Pcs | 727905.41 | 0000 | IDR | General | 0 | 0 | Material | N | N | N | ""
10414 | 611099-0000 | Mesin Molen Beton Kapasitas 50 kg | 50 kg Capacity Concrete Mixer Machine | 2016-11-22 09:55:48 | 0 | Unit | 9360000 | 0000 | IDR | General | 0 | 0 | Material | N | N | N | ""
12018 | 611277-0000 | Mesin Pompa Air 4 Inch | 4 Inch Water Pump Machine | 2022-01-09 12:19:40 | 0 | Unit | 1380000 | 0000 | IDR | General | 0 | 0 | Material | N | N | N | ""
11847 | 611193-0000 | Mesin Pompa Air 6 Inch | 6 Inch Water Pump Machine | 2021-09-19 10:08:10 | 0 | Unit | 300000 | 0000 | IDR | General | 0 | 14500 | Material | N | N | N | ""
10198 | 111366-0000 | Mesin pompa kodok (pompa cor) | Frog pump machine (cast pump) | 2016-05-26 15:08:07 | 0 | Ls | 4800000 | 0000 | IDR | General | 0 | 0 | Material | N | N | N | ""
11952 | 611236-0000 | Mesin Potong Rumput | Lawn mower | 2021-10-20 20:11:37 | 0 | Unit | 2152000 | 0000 | IDR | General | 0 | 0 | Material | N | N | N | ""
11976 | 611248-0000 | Mesin Semprot Air | Water Spray Machine | 2021-11-23 09:58:02 | 0 | Pcs | 0 | 0000 |  | General | 0 | 0 | Material | N | N | N | ""
11845 | 211346-0000 | Mesin Tempel Perahu 4 HP | 4 HP Boat Outboard Engine | 2021-09-15 11:11:35 | 0 | Unit | 12000000 | 0000 | IDR | General | 0 | 0 | Material | N | N | N | ""
11806 | 611186-0000 | Mesin Uji Tekan | Compression Testing Machine | 2021-06-18 21:30:02 | 0 | Unit | 39500000 | 0000 | IDR | General | 0 | 0 | Material | N | N | N | ""
9457 | 211061-0000 | Mesiu Serbuk 90 gr | Gunpowder Powder 90 gr | 2014-09-02 13:25:20 | 0 | Pcs | 72000 | 0000 | IDR | General | 80000 | 11694 | Material | N | N | N | ""
9105 | 111280-0000 | metal work gates | metalwork gates | 2014-03-14 16:26:16 | 0 | Ls | 0 | 0000 | IDR | General | 0 | 11633 | Material | N | N | N | ""
8165 | 424013-0000 | MH-HH2 Pembuatan dan instalasi Handhole HH2, material dan jasa | MH-HH2 Manufacture and installation of HH2 Handhole, materials and services | 2013-07-10 13:50:49 | 0 | Set | 1691007.5 | 0000 | IDR | General | 1041667 | 9982 | Material | N | N | N | ""
11608 | 211295-0000 | Microphone | Microphone | 2020-04-07 18:20:39 | 0 | Pcs | 765000 | 0000 | IDR | General | 0 | 0 | Material | N | N | N | ""
12435 | 660001-0000 | Microwave Oven | Microwave Oven | 2024-08-27 17:03:01 | 0 | Pcs | 2167450 | 0000 | IDR | General | 0 | 0 | Material | N | N | N | ""
10406 | 313255-0000 | Midspan Joint for Conductor 240 / 40 mm2 | Midspan Joint for Conductor 240 / 40 mm2 | 2016-11-15 10:27:53 | 0 | Set | 380700 | 0000 | IDR | General | 0 | 0 | Material | N | N | N | ""
12319 | 211461-0000 | Midspan Joint For Conductor ACSR 250 mm2 | Midspan Joint For Conductor ACSR 250 mm2 | 2024-04-26 23:31:12 | 0 | Set | 344633 | 0000 | IDR | General | 0 | 0 | Material | N | N | N | ""
12540 | 323230-0000 | Miscellaneous Item For Wiring Internal Panel Telecommunication | Miscellaneous Item For Wiring Internal Telecommunication Panel | 2024-12-02 17:09:53 | 0 | SS | 6000000 | 0000 | IDR | General | 0 | 0 | Material | N | N | N | ""
12541 | 313698-0000 | Miscellaneous Item For Wiring Internal Panel Telecommunication | Miscellaneous Item For Wiring Internal Telecommunication Panel | 2024-12-02 17:11:19 | 0 | Set | 0 | 0000 |  | General | 0 | 0 | Material | N | N | N | ""
9714 | 611039-0000 | Miscellaneus | Miscellaneous | 2015-02-02 19:04:12 | 0 | Ls | 1200000 | 0000 | IDR | General | 0 | 12502 | Material | Y | Y | N | PIC tidak paham mengenai pengkdoean product id
11348 | 710001-MITS | Mitshubishi Strada CR 2.8 AM DC GLX (4x4) M/T | Mitsubishi Strada CR 2.8 AM DC GLX (4x4) M/T | 2019-04-05 17:16:04 | 0 | Unit | 170000000 | MITS | IDR | MITSUBISHI | 0 | 0 | Material | N | N | N | ""
11245 | 610001-MITS | Mitsubishi Fuso FN 517ML2 Incl Ferrari Articulated Crane F238 A3 NON CE | Mitsubishi Fuso FN 517ML2 Incl Ferrari Articulated Crane F238 A3 NON CE | 2019-02-04 16:03:04 | 0 | Unit | 437457500 | MITS | IDR | MITSUBISHI | 0 | 0 | Material | N | N | N | ""
12217 | 710010-0000 | Mobil Mitsubishi Triton 4WD | Mitsubishi Triton 4WD | 2023-03-23 09:47:57 | 0 | Unit | 0 | 0000 |  | General | 0 | 0 | Material | N | N | N | ""
8346 | 720003-0000 | Mobilisasi - demobilisasi | Mobilization - demobilization | 2013-08-02 14:55:56 | 0 | Ls | 16000000 | 0000 | IDR | General | 55000000 | 10101 | Material | N | N | N | ""
9460 | 720022-0000 | Mobilisasi - demobilisasi (IBC Project) | Mobilization - demobilization (IBC Project) | 2014-09-03 09:40:37 | 200000 | Ls | 200000 | 0000 | IDR | General | 200000 | 11694 | Material | Y | N | N | ""
10158 | 129137-0000 | Mobilisasi-Demobilisasi | Mobilization-Demobilization | 2016-02-22 13:55:04 | 0 | Ls | 1800000 | 0000 | IDR | General | 0 | 0 | Material | N | N | N | ""
11609 | 211296-0000 | Modem Wifi | Wifi Modem | 2020-04-07 18:21:21 | 0 | Pcs | 805100 | 0000 | IDR | General | 0 | 0 | Material | N | N | N | ""
11133 | 620023-0000 | Modifikasi knalpot Genset Deutz 200 kVA | Modification of the exhaust of the Deutz 200 kVA generator | 2018-07-30 11:35:18 | 0 | Set | 0 | 0000 |  | General | 0 | 0 | Material | N | N | N | ""
10653 | 111417-0000 | modifikasi pole telko | telecommunication pole modification | 2017-06-21 15:29:58 | 0 | Kg | 3700000 | 0000 | IDR | General | 0 | 0 | Material | N | N | N | ""
7645 | 310039-0000 | Modul UPS | UPS Module |  | 0 | Pcs | 3380000 | Gener | IDR | "" | 0 | 0 | Material | N | N | N
7668 | 310062-TYCO | Module Rectifier NP1500 | NP1500 Rectifier Module |  | 0 | Pcs | 0 | Tyco | "" | "" | 0 | 0 | Material | N | N | N
11293 | 211243-0000 | Mold cleaning tool | Mold cleaning tool | 2019-02-11 15:02:13 | 0 | Pcs | 7.33 | 0000 | USD | General | 0 | 14049 | Material | N | N | N | ""
11819 | 620036-0000 | Molen Listrik 200 Liter | 200 Liter Electric Mixer | 2021-08-05 14:15:39 | 0 | Unit | 4200000 | 0000 | IDR | General | 0 | 0 | Material | N | N | N | ""
10945 | 611112-0000 | Monitor panel | Monitor panel | 2017-09-11 16:54:04 | 0 | Pcs | 1590000 | 0000 | IDR | General | 0 | 0 | Material | N | N | N | ""
12077 | 910011-0000 | Monitor PC/TV 22-24 inch | 22-24 inch PC/TV monitor | 2022-02-04 10:38:15 | 0 | Pcs | 2050000 | 0000 | IDR | General | 0 | 0 | Material | N | N | N | ""
12075 | 111626-0000 | Mortar | Mortar | 2022-01-30 21:18:50 | 0 | M3 | 750000 | 0000 | IDR | General | 0 | 0 | Material | N | N | N | ""
12219 | 111644-0000 | Mortar (25 Kg) | Mortar (25 Kg) | 2023-03-25 14:27:40 | 0 | Zak | 0 | 0000 |  | General | 0 | 0 | Material | N | N | N | ""
12230 | 111651-0000 | Mortar (40 kg) | Mortar (40 kg) | 2023-03-25 22:35:18 | 0 | Zak | 100000 | 0000 | IDR | General | 0 | 0 | Material | N | N | N | ""
12220 | 111645-0000 | Mortar (50 Kg) | Mortar (50 Kg) | 2023-03-25 14:29:34 | 0 | Zak | 100000 | 0000 | IDR | General | 0 | 0 | Material | N | N | N | ""
10711 | 129230-0000 | Mortar beton | Concrete mortar | 2017-08-03 18:19:32 | 0 | M2 | 318000 | 0000 | IDR | General | 0 | 0 | Material | N | N | N | ""
11100 | 810050-0000 | Motor Kawasaki KLX 150 | Kawasaki KLX 150 Motorcycle | 2018-05-03 17:44:45 | 0 | Unit | 0 | 0000 |  | General | 0 | 0 | Material | N | N | N | ""
11101 | 810051-0000 | Motor Supra X 125 | Supra X 125 Motorcycle | 2018-05-03 17:47:37 | 0 | Unit | 0 | 0000 |  | General | 0 | 0 | Material | N | N | N | ""
8381 | 820012-0000 | Motorcycle Rent | Motorcycle Rental | 2013-08-20 11:28:15 | 0 | Mth | 800000 | 0000 | IDR | General | 1000000 | 10301 | Material | N | N | N | ""
12121 | 611304-0000 | Mould Fee | Mold Fee | 2022-07-13 11:09:56 | 0 | Pcs | 0 | 0000 |  | General | 0 | 0 | Material | N | N | N | ""
12123 | 221056-0000 | Mould Fee | Mold Fee | 2022-07-13 11:16:08 | 0 | Ls | 616 | 0000 | USD | General | 0 | 0 | Material | N | N | N | ""
9464 | 413090-0000 | Mounting Bracket for Antenna | Mounting Bracket for Antenna | 2018-07-26 13:26:12 | 0 | Pcs | 1500000 | 0000 | IDR | General | 75000 | 14478 | Material | N | N | N | ""
10658 | 111422-0000 | Mounting Bracket for Splitter | Mounting Bracket for Splitter | 2017-07-05 16:19:46 | 0 | Pcs | 0 | 0000 |  | General | 0 | 0 | Material | N | N | N | ""
9480 | 211064-0000 | Mounting Bracket Tray W150 | Mounting Bracket Tray W150 | 2015-09-07 11:33:19 | 0 | Pcs | 40000 | 0000 | IDR | General | 12000 | 14036 | Material | N | N | N | ""
9481 | 211065-0000 | Mounting Bracket Tray W300 | Mounting Bracket Tray W300 | 2014-10-01 15:30:26 | 0 | Pcs | 0 | 0000 | IDR | General | 0 | 11973 | Material | N | N | N | ""
10447 | 810031-0000 | Mouse | Mouse | 2016-12-13 11:34:32 | 0 | Pcs | 55000 | 0000 | IDR | General | 0 | 0 | Material | N | N | N | ""
9595 | 720029-0000 | Moving Excavator | Moving Excavator | 2015-01-16 09:30:28 | 0 | Rit | 1500000 | 0000 | IDR | General | 0 | 12510 | Material | N | N | N | ""
8249 | 423016-0000 | MSAN Migration Service (Solution Planning, Design, Monitoring, Gurantee, Analysis Report) | MSAN Migration Service (Solution Planning, Design, Monitoring, Guarantee, Analysis Report) | 2013-07-26 13:20:45 | 0 | Set | 0 | 0000 | IDR | General | 0 | 9991 | Material | N | N | N | ""
8259 | 424024-0000 | MSAN Migration Service (Solution Planning, Design, Monitoring, Gurantee, Analysis Report) | MSAN Migration Service (Solution Planning, Design, Monitoring, Guarantee, Analysis Report) | 2013-07-28 10:35:58 | 0 | Core | 0 | 0000 | IDR | General | 0 | 9991 | Material | N | N | N | ""
10035 | 410074-PACI | Multiband Matrix Combiner 4 in 4out, 800-2700MHz (Din Connector) | Multiband Matrix Combiner 4 in 4out, 800-2700MHz (Din Connector) | 2015-10-28 10:27:39 | 0 | Pcs | 5900898.57 | PACI | IDR | PACIFIC WAVE | 0 | 0 | Material | N | N | N | ""
9139 | 410001-Whub | Multiband Matrix Combiner 4in 4out, 800-2700 MHz | Multiband Matrix Combiner 4in 4out, 800-2700 MHz | 2014-04-18 06:47:07 | 0 | Pcs | 3000000 | Whub | IDR | Winhub | 415 | 11313 | Material | N | N | N | ""
10700 | 111450-0000 | Multiflex 12 mm | Multiflex 12 mm | 2017-08-02 10:37:33 | 0 | Pcs | 140000 | 0000 | IDR | General | 0 | 0 | Material | N | N | N | ""
8126 | 111006-0000 | Multiflex 6 mm | Multiflex 6 mm |  | 0 | pcs | 48000 | 0000 | IDR |  | 0 | 0 |  | N | N | N
8214 | 111012-0000 | Multiflex 9 mm | Multiflex 9 mm | 2013-07-18 11:37:00 | 0 | Pcs | 96800 | 0000 | IDR | General | 97500 | 9982 | Material | N | N | N | ""
11065 | 313409-0000 | Multiplexer - include SDH Multiplexer ( spare margin 6 dB ), PDH Multiplexer, Interface Multiplexer, MDF (Main Distribution Frame),Panel 220 x 65 x 60 cm | Multiplexer - includes SDH Multiplexer (6 dB spare margin), PDH Multiplexer, Interface Multiplexer, MDF (Main Distribution Frame), Panel 220 x 65 x 60 cm | 2018-03-16 15:46:39 | 0 | lot | 40000000 | 0000 | IDR | General | 0 | 0 | Material | N | N | N | ""
12427 | 413213-0000 | Multiplexer SDH Include PDH | SDH Multiplexer Includes PDH | 2024-07-31 07:38:41 | 0 | Set | 405730000 | 0000 | IDR | General | 0 | 0 | Material | N | N | N | ""
9992 | 413152-0000 | Mur As drat (hanger rod) M12 x 300 mm | Axle nut (hanger rod) M12 x 300 mm | 2015-09-23 09:39:15 | 0 | Pcs | 3450 | 0000 | IDR | General | 3500 | 14425 | Material | N | N | N | ""
11487 | 111536-0000 | mur baut M20x85 | M20x85 bolts and nuts | 2019-09-03 12:57:51 | 0 | Pcs | 15100 | 0000 | IDR | General | 0 | 0 | Material | N | N | N | ""
11503 | 111544-0000 | mur baut M24 x 60 | M24 x 60 bolts and nuts | 2019-09-09 17:22:13 | 0 | Pcs | 0 | 0000 |  | General | 0 | 0 | Material | N | N | N | ""
11504 | 111545-0000 | mur baut M24 x 60 | M24 x 60 bolts and nuts | 2019-09-09 17:22:57 | 0 | Pcs | 21735 | 0000 | IDR | General | 0 | 0 | Material | N | N | N | ""
11502 | 111543-0000 | mur baut M24 x 65 | M24 x 65 bolts and nuts | 2019-09-09 17:19:07 | 0 | Pcs | 21940 | 0000 | IDR | General | 0 | 0 | Material | N | N | N | ""
11501 | 111542-0000 | mur baut M24 x 80 | M24 x 80 bolts and nuts | 2019-09-09 17:18:06 | 0 | Pcs | 8069 | 0000 | IDR | General | 0 | 0 | Material | N | N | N | ""
11500 | 111541-0000 | mur baut M24 x 90 | M24 x 90 bolts and nuts | 2019-09-09 17:16:56 | 0 | Pcs | 22190 | 0000 | IDR | General | 0 | 0 | Material | N | N | N | ""
11488 | 111537-0000 | mur baut M24x100 | M24x100 bolts and nuts | 2019-09-03 12:59:06 | 0 | Pcs | 23178 | 0000 | IDR | General | 0 | 0 | Material | N | N | N | ""
9197 | 211042-0000 | Mur-Baut for jointing tray | Nuts and Bolts for jointing tray | 2015-04-30 16:42:40 | 0 | Set | 1000 | 0000 | IDR | General | 1000 | 12893 | Material | N | N | N | ""
12050 | 313550-0000 | MV Switchgear Panel | MV Switchgear Panel | 2022-01-27 15:39:23 | 0 | Set | 575000000 | 0000 | IDR | General | 0 | 0 | Material | N | N | N | ""
12635 | 313737-0000 | Name Plate Bay Line | Name Plate Bay Line | 2025-05-10 10:15:44 | 0 | Pcs | 130074.39 | 0000 | IDR | General | 0 | 0 | Material | N | N | N | ""
12634 | 313736-0000 | Name Plate Fase | Name Plate Phase | 2025-05-10 10:11:19 | 0 | Pcs | 216790.65 | 0000 | IDR | General | 0 | 0 | Material | N | N | N | ""
10449 | 810033-0000 | NAS TS-431 | NAS TS-431 | 2016-12-13 11:35:26 | 0 | Pcs | 5300000 | 0000 | IDR | General | 0 | 0 | Material | N | N | N | ""
10149 | 313225-0000 | NCT Ring Type. Ratio 150-300/1 A,Â Class PX, Vk>300V, lexe 30mA Vk/2 | NCT Ring Type. Ratio 150-300/1 A,Â Class PX, Vk>300V, lexe 30mA Vk/2 | 2016-02-16 17:29:25 | 0 | Unit | 16338000 | 0000 | IDR | General | 0 | 13658 | Material | N | N | N | ""
12543 | 611340-0000 | Nepel Tremy Dia 6 Inch Draad 3 Gg | Nepel Tremy Dia 6 Inch Draad 3 Gg | 2024-12-04 11:08:52 | 0 | Pcs | 750000 | 0000 | IDR | General | 0 | 0 | Material | N | N | N | ""
11584 | 611165-0000 | Network Switch | Network Switch | 2020-03-02 11:37:13 | 0 | Pcs | 9803700 | 0000 | IDR | General | 0 | 0 | Material | N | N | N | ""
12656 | 313753-0000 | Neutral Current Transfomer (NCT) 150 kV for Unbalance Relay, (0.1kA.1s), 31 mm/kV, ratio 1/1A | Neutral Current Transfomer (NCT) 150 kV for Unbalance Relay, (0.1kA.1s), 31 mm/kV, ratio 1/1A | 2025-06-21 07:47:37 | 0 | Set | 86250000 | 0000 | IDR | General | 0 | 0 | Material | N | N | N | ""
9681 | 111315-0000 | Neutral Grounding Resistor | Neutral Grounding Resistor | 2015-02-02 18:22:30 | 0 | Unit | 1500000 | 0000 | IDR | General | 0 | 12502 | Material | N | N | N | ""
10219 | 611051-0000 | News Paper | News Paper | 2016-06-24 09:08:23 | 0 | Mth | 0 | 0000 |  | General | 0 | 0 | Material | N | N | N | ""
9696 | 111327-0000 | NGR | NGR | 2015-02-02 18:41:42 | 0 | Unit | 6558559 | 0000 | IDR | General | 0 | 12502 | Material | N | N | N | ""
12852 | 313847-0000 | NGR 20/V3 kV, 1000 A, 10 sec, 12 ohm, include 24 kV CT 1000-2000/1, Cl 5P20, 20 VA and 24 kV CT 1000-2000/1, Cl PX | NGR 20/V3 kV, 1000 A, 10 sec, 12 ohm, includes 24 kV CT 1000-2000/1, Cl 5P20, 20 VA and 24 kV CT 1000-2000/1, Cl PX | 2025-12-26 17:41:20 | 0 | Unit | 285000000 | 0000 | IDR | General | 0 | 0 | Material | N | N | N | ""
10150 | 313226-0000 | NGR 70/V3 kV, 205A,30 sec. 200 ohm, include 24 kV CT 1000-2000/1, Cl 5P20, 20VA and 24 kV CT1000-2000/1, Cl X | NGR 70/V3 kV, 205A,30 sec. 200 ohm, includes 24 kV CT 1000-2000/1, Cl 5P20, 20VA and 24 kV CT1000-2000/1, Cl | 2016-02-17 13:42:56 | 0 | Unit | 395766000 | 0000 | IDR | General | 0 | 13658 | Material | N | N | N | ""
12119 | 111639-0000 | Nok Atap Corrugated Zinc Allumunium L 300 mm T 0.70 mm | Zinc Allumunium Corrugated Roof Top L 300 mm H 0.70 mm | 2022-06-30 20:51:59 | 0 | Ml | 43797.5 | 0000 | IDR | General | 0 | 0 | Material | N | N | N | ""
12118 | 111638-0000 | Nok Atap Corrugated Zinc Allumunium L 300 mm T 0.75 mm | Zinc Allumunium Corrugated Roof Top L 300 mm H 0.75 mm | 2022-06-30 20:49:56 | 0 | Ml | 19819.82 | 0000 | IDR | General | 0 | 0 | Material | N | N | N | ""
12139 | 111643-0000 | Nok Atap Corrugated ZincCoated Steel L 300 mm T 0.75 mm | Corrugated ZincCoated Steel Rooftop L 300 mm H 0.75 mm | 2022-08-11 15:45:45 | 0 | Ml | 89250 | 0000 | IDR | General | 0 | 0 | Material | N | N | N | ""
7712 | 210043-0000 | NP Shelf Module | NP Shelf Module |  | 0 | Pcs | 0 | Gener | "" | "" | 0 | 0 | Material | N | N | N
10888 | 129295-0000 | Number and phase plate | Number and phase plate | 2017-08-04 16:18:02 | 0 | Pcs | 1150000 | 0000 | IDR | General | 0 | 0 | Material | N | N | N | ""
8590 | 111232-0000 | Number Plate & Phase Plate with fixing facilities (2 sets per tower/steelpole) | Number Plate & Phase Plate with fixing facilities (2 sets per tower/steelpole) | 2013-10-04 08:07:02 | 0 | Twr | 625000 | 0000 | IDR | General | 0 | 11132 | Material | N | N | N | ""
12110 | 211422-0000 | Number Plate & Phase Plate with fixing facilities (2 sets per tower/steelpole) Ukr 200 mm x 300 mm | Number Plate & Phase Plate with fixing facilities (2 sets per tower/steelpole) Ukr 200 mm x 300 mm | 2022-06-28 12:08:16 | 0 | Twr | 320500 | 0000 | IDR | General | 0 | 0 | Material | N | N | N | ""
11088 | 313414-0000 | Number Plate with fixing facilities | Number Plate with fixing facilities | 2018-04-05 17:46:53 | 0 | Pcs | 312500 | 0000 | IDR | General | 0 | 0 | Material | N | N | N | ""
12114 | 211424-0000 | Number Plate with fixing facilities Ukr 200 mm x 300 mm | Number Plate with fixing facilities Ukr 200 mm x 300 mm | 2022-06-28 13:43:23 | 0 | Pcs | 150000 | 0000 | IDR | General | 0 | 0 | Material | N | N | N | ""
11901 | 211378-0000 | Nut Coupling 1-8 | Nut Coupling 1-8 | 2021-09-23 21:15:07 | 0 | Pcs | 4.77 | 0000 | USD | General | 0 | 0 | Material | N | N | N | ""
11879 | 211357-0000 | Nut M24x3 Hex MTRC galv | Nut M24x3 Hex MTRC galv | 2021-09-23 19:36:28 | 0 | Pcs | 7791 | 0000 | IDR | General | 0 | 0 | Material | N | N | N | ""
12793 | 611349-0000 | NVR 16 Channel | 16 Channel NVR | 2025-11-25 17:15:55 | 0 | Unit | 0 | 0000 |  | General | 0 | 0 | Material | N | N | N | ""
12794 | 611350-0000 | NVR 32 Channel | 32-Channel NVR | 2025-11-25 17:16:38 | 0 | Unit | 0 | 0000 |  | General | 0 | 0 | Material | N | N | N | ""
12792 | 611348-0000 | NVR 8 Channel | 8 Channel NVR | 2025-11-25 17:14:47 | 0 | Unit | 2550000 | 0000 | IDR | General | 0 | 0 | Material | N | N | N | ""
12646 | 313746-0000 | NYCY 10 Core x 2.5/4mm2 1kV | NYCY 10 Core x 2.5/4mm2 1kV | 2025-05-26 12:49:40 | 0 | Mtr | 0 | 0000 |  | General | 0 | 0 | Material | N | N | N | ""
12451 | 313664-0000 | NYCY 12 Core x 2.5/4mm2 1kV | NYCY 12 Core x 2.5/4mm2 1kV | 2024-08-30 14:05:32 | 0 | Mtr | 102080 | 0000 | IDR | General | 0 | 0 | Material | N | N | N | ""
12446 | 313659-0000 | NYCY 19 Core x 2.5/6mm2 1kV | NYCY 19 Core x 2.5/6mm2 1kV | 2024-08-29 20:24:10 | 0 | Mtr | 143500 | 0000 | IDR | General | 0 | 0 | Material | N | N | N | ""
12450 | 313663-0000 | NYCY 19 Core x 4/6mm2 1kV | NYCY 19 Core x 4/6mm2 1kV | 2024-08-29 20:39:38 | 0 | Mtr | 0 | 0000 |  | General | 0 | 0 | Material | N | N | N | ""
12644 | 313744-0000 | NYCY 2 Core x 10/10mm2 1kV | NYCY 2 Core x 10/10mm2 1kV | 2025-05-26 12:35:55 | 0 | Mtr | 0 | 0000 |  | General | 0 | 0 | Material | N | N | N | ""
12645 | 313745-0000 | NYCY 2 Core x 16/16mm2 1kV | NYCY 2 Core x 16/16mm2 1kV | 2025-05-26 12:37:53 | 0 | Mtr | 112010 | 0000 | IDR | General | 0 | 0 | Material | N | N | N | ""
12643 | 313743-0000 | NYCY 2 Core x 2.5/2.5mm2 1kV | NYCY 2 Core x 2.5/2.5mm2 1kV | 2025-05-26 12:33:47 | 0 | Mtr | 30200 | 0000 | IDR | General | 0 | 0 | Material | N | N | N | ""
12402 | 313641-0000 | NYCY 2 Core x 4/4mm2 1kV | NYCY 2 Core x 4/4mm2 1kV | 2024-05-29 15:23:10 | 0 | Mtr | 33950 | 0000 | IDR | General | 0 | 0 | Material | N | N | N | ""
12449 | 313662-0000 | NYCY 2 Core x 4/4mm2 1kV | NYCY 2 Core x 4/4mm2 1kV | 2024-08-29 20:28:18 | 0 | Mtr | 0 | 0000 |  | General | 0 | 0 | Material | N | N | N | ""
12448 | 313661-0000 | NYCY 2 Core x 6/6mm2 1kV | NYCY 2 Core x 6/6mm2 1kV | 2024-08-29 20:27:12 | 0 | Mtr | 43910 | 0000 | IDR | General | 0 | 0 | Material | N | N | N | ""
12400 | 313639-0000 | NYCY 21 Core x 2.5/10mm2 1kV | NYCY 21 Core x 2.5/10mm2 1kV | 2024-05-29 15:21:23 | 0 | Mtr | 0 | 0000 |  | General | 0 | 0 | Material | N | N | N | ""
12445 | 313658-0000 | NYCY 27 Core x 2.5/10mm2 1kV | NYCY 27 Core x 2.5/10mm2 1kV | 2024-08-29 20:20:55 | 0 | Mtr | 157460 | 0000 | IDR | General | 0 | 0 | Material | N | N | N | ""
12398 | 313637-0000 | NYCY 4 Core x 10/10mm2 1kV | NYCY 4 Core x 10/10mm2 1kV | 2024-05-29 15:19:59 | 0 | Mtr | 0 | 0000 |  | General | 0 | 0 | Material | N | N | N | ""
12399 | 313638-0000 | NYCY 4 Core x 4/4mm2 1kV | NYCY 4 Core x 4/4mm2 1kV | 2024-05-29 15:20:42 | 0 | Mtr | 48260 | 0000 | IDR | General | 0 | 0 | Material | N | N | N | ""
12447 | 313660-0000 | NYCY 4 Core x 4/4mm2 1kV | NYCY 4 Core x 4/4mm2 1kV | 2024-08-29 20:25:52 | 0 | Mtr | 0 | 0000 |  | General | 0 | 0 | Material | N | N | N | ""
10618 | 313283-0000 | NYCY 4x2.5 mm | NYCY 4x2.5 mm | 2017-05-24 16:36:31 | 0 | Mtr | 46640 | 0000 | IDR | General | 29000 | 13323 | Material | N | N | N | ""
12401 | 313640-0000 | NYCY 7 Core x 2.5/2.5mm2 1kV | NYCY 7 Core x 2.5/2.5mm2 1kV | 2024-05-29 15:22:02 | 0 | Mtr | 61590 | 0000 | IDR | General | 0 | 0 | Material | N | N | N | ""
12464 | 313666-0000 | NYFGBY (Cu/PVC/SFA/PVC) 2 x 4 mm2 - Str - 0.6/1 kV | NYFGBY (Cu/PVC/SFA/PVC) 2 x 4 mm2 - Str - 0.6/1 kV | 2024-10-14 19:28:06 | 0 | Mtr | 0 | 0000 |  | General | 0 | 0 | Material | N | N | N | ""
12507 | 313689-0000 | NYFGBY (Cu/PVC/SFA/PVC) 2 x 6 mm2 - Str - 0.6/1 kV | NYFGBY (Cu/PVC/SFA/PVC) 2 x 6 mm2 - Str - 0.6/1 kV | 2024-11-28 17:02:47 | 0 | Mtr | 49210 | 0000 | IDR | General | 0 | 0 | Material | N | N | N | ""
12465 | 313667-0000 | NYFGBY (Cu/PVC/SFA/PVC) 4 x 4 mm2 - Str - 0.6/1 kV | NYFGBY (Cu/PVC/SFA/PVC) 4 x 4 mm2 - Str - 0.6/1 kV | 2024-10-14 19:29:08 | 0 | Mtr | 0 | 0000 |  | General | 0 | 0 | Material | N | N | N | ""
12506 | 313688-0000 | NYFGBY (Cu/PVC/SFA/PVC) 4 x 6 mm2 - Str - 0.6/1 kV | NYFGBY (Cu/PVC/SFA/PVC) 4 x 6 mm2 - Str - 0.6/1 kV | 2024-11-28 17:01:01 | 0 | Mtr | 82780 | 0000 | IDR | General | 0 | 0 | Material | N | N | N | ""
12648 | 313748-0000 | NYFGBY 2x50 mm2 1kV | NYFGBY 2x50 mm2 1kV | 2025-05-26 12:53:49 | 0 | Mtr | 0 | 0000 |  | General | 0 | 0 | Material | N | N | N | ""
10064 | 313203-0000 | NYSY 10X2.5 mm2 1 kV IEC60502 | NYSY 10X2.5 mm2 1 kV IEC60502 | 2015-11-24 16:28:07 | 0 | Mtr | 48818 | 0000 | IDR | General | 0 | 0 | Material | N | N | N | ""
10068 | 313207-0000 | NYSY 2X6 mm2 1 kV IEC60502 | NYSY 2X6 mm2 1 kV IEC60502 | 2015-11-24 16:32:57 | 0 | Mtr | 28500 | 0000 | IDR | General | 0 | 0 | Material | N | N | N | ""
10066 | 313205-0000 | NYSY 4X2.5 mm2 1 kV IEC60502 | NYSY 4X2.5 mm2 1 kV IEC60502 | 2017-05-29 08:23:27 | 0 | Mtr | 29000 | 0000 | IDR | General | 29000 | 13323 | Material | N | N | N | ""
10067 | 313206-0000 | NYSY 4X4 mm2 1 kV IEC60502 | NYSY 4X4 mm2 1 kV IEC60502 | 2015-11-24 16:31:56 | 0 | Mtr | 33900 | 0000 | IDR | General | 0 | 0 | Material | N | N | N | ""
10069 | 313208-0000 | NYSY 4X6 mm2 1 kV IEC60502 | NYSY 4X6 mm2 1 kV IEC60502 | 2015-11-24 16:34:25 | 0 | Mtr | 44900 | 0000 | IDR | General | 0 | 0 | Material | N | N | N | ""
10065 | 313204-0000 | NYSY 6X2.5 mm2 1 kV IEC60502 | NYSY 6X2.5 mm2 1 kV IEC60502 | 2015-11-24 16:30:00 | 0 | Mtr | 36100 | 0000 | IDR | General | 0 | 0 | Material | N | N | N | ""
10670 | 313288-0000 | NYY 1x185 mm2 | NYY 1x185 mm2 | 2017-07-18 12:25:11 | 0 | Mtr | 0 | 0000 |  | General | 0 | 0 | Material | N | N | N | ""
10072 | 313211-0000 | NYY 1X25 mm2 1 kV SNIIEC60502-1 | NYY 1X25 mm2 1 kV SNIIEC60502-1 | 2015-11-24 16:36:52 | 0 | Mtr | 0 | 0000 |  | General | 0 | 0 | Material | N | N | N | ""
10671 | 313289-0000 | NYY 1x300 mm2 | NYY 1x300 mm2 | 2017-07-18 12:25:56 | 0 | Mtr | 0 | 0000 |  | General | 0 | 0 | Material | N | N | N | ""
10070 | 313209-0000 | NYY 1X70 mm2 1 kV SNIIEC60502-1 | NYY 1X70 mm2 1 kV SNIIEC60502-1 | 2015-11-24 16:35:14 | 0 | Mtr | 67000 | 0000 | IDR | General | 0 | 0 | Material | N | N | N | ""
10071 | 313210-0000 | NYY 2X1.5 mm2 1 kV SNIIEC60502-1 | NYY 2X1.5 mm2 1 kV SNIIEC60502-1 | 2015-11-24 16:36:04 | 0 | Mtr | 15000 | 0000 | IDR | General | 0 | 0 | Material | N | N | N | ""
10673 | 313290-0000 | NYY 2x2,5 MM | NYY 2x2.5 MM | 2017-07-24 14:48:33 | 0 | Mtr | 17500 | 0000 | IDR | General | 0 | 0 | Material | N | N | N | ""
12508 | 720073-0000 | Ocean Freight Surcharge Jakarta - Kumai Container 20 Ft | Ocean Freight Surcharge Jakarta - Kumai Container 20 Ft | 2024-11-29 18:33:13 | 0 | Pcs | 7300000 | 0000 | IDR | General | 0 | 0 | Material | N | N | N | ""
12605 | 720096-0000 | Ocean Freight Surcharge Jakarta - Kumai Container 40 Ft | Ocean Freight Surcharge Jakarta - Kumai Container 40 Ft | 2025-02-28 07:33:05 | 0 | Pcs | 14600000 | 0000 | IDR | General | 0 | 0 | Material | N | N | N | ""
9355 | 413072-0000 | ODC Pole 24 Core | ODC Pole 24 Core | 2015-01-29 15:36:57 | 0 | Unit | 0 | 0000 | IDR | General | 0 | 11955 | Material | N | N | N | ""
9609 | 413123-0000 | ODC Pole 48 Core | ODC Pole 48 Core | 2015-01-29 15:38:43 | 0 | Pcs | 3800000 | 0000 | IDR | General | 3800000 | 12510 | Material | N | N | N | ""
10093 | 413157-0000 | ODP CA 16 Core | ODP CA 16 Core | 2016-06-15 16:17:28 | 0 | Pcs | 180000 | 0000 | IDR | General | 994032 | 13291 | Material | N | N | N | ""
9527 | 413111-0000 | ODP CA 8 Core | ODP CA 8 Core | 2016-06-16 15:35:15 | 0 | Pcs | 849600 | 0000 | IDR | General | 700000 | 13322 | Material | N | N | N | ""
9591 | 413120-0000 | ODP PB 8 Core | ODP PB 8 Core | 2014-12-15 14:21:10 | 0 | Pcs | 900000 | 0000 | IDR | General | 900000 | 12306 | Material | N | N | N | ""
9874 | 413139-0000 | ODP type Indoor/wall Kap 8 core (ODP-A-8) | ODP type Indoor/wall Cap 8 core (ODP-A-8) | 2016-06-16 15:39:40 | 0 | Pcs | 811940 | 0000 | IDR | General | 700000 | 13322 | Material | N | N | N | ""
10125 | 413163-0000 | ODP-A-16, ODP type Indoor/wall Kap 16 core | ODP-A-16, ODP type Indoor/wall Cap 16 core | 2016-06-24 09:25:44 | 0 | Pcs | 0 | 0000 |  | General | 800000 | 13348 | Material | N | N | N | ""
9553 | 611038-0000 | Office Supplies | Office Supplies | 2014-11-25 09:52:42 | 0 | Ls | 175000 | 0000 | IDR | General | 0 | 12206 | Material | N | N | N | ""
11937 | 611225-0000 | OHGW Bracket ERS Tower | OHGW Bracket ERS Tower | 2021-10-15 18:35:31 | 0 | Pcs | 64512 | 0000 | IDR | General | 0 | 0 | Material | N | N | N | ""
12224 | 111649-0000 | Oil Form | Oil Form | 2023-03-25 16:20:45 | 0 | Ltr | 100000 | 0000 | IDR | General | 0 | 0 | Material | N | N | N | ""
9689 | 111323-0000 | Oil Pit | Oil Pit | 2015-02-02 18:31:26 | 0 | Unit | 5600000 | 0000 | IDR | General | 0 | 12502 | Material | N | N | N | ""
8503 | 710002-0000 | Oli 10 (Oli Hydraulic Excavator) | Oil 10 (Hydraulic Excavator Oil) | 2013-09-25 14:59:06 | 0 | Ltr | 34000 | 0000 | IDR | General | 0 | 11319 | Material | N | N | N | ""
8502 | 710001-0000 | Oli 40 (Oli Mesin Excavator) | Oil 40 (Excavator Engine Oil) | 2013-09-25 14:56:58 | 0 | Ltr | 26000 | 0000 | IDR | General | 0 | 11319 | Material | N | N | N | ""
10484 | 610012-DNFG | One Draw Two Moving Board | One Draw Two Moving Board | 2016-12-21 21:46:12 | 0 | Pcs | 3570000 | DNFG | IDR | Dong Fang | 0 | 0 | Material | N | N | N | ""
10575 | 313273-0000 | One earthwire conductor AS 70 mm2 | One earthwire conductor AS 70 mm2 | 2017-03-27 17:42:52 | 0 | Km | 16141 | 0000 | IDR | General | 0 | 0 | Material | N | N | N | ""
11093 | 313419-0000 | One earthwire conductor AS 70 mm2 | One earthwire conductor AS 70 mm2 | 2018-04-05 17:57:30 | 0 | Mtr | 16000 | 0000 | IDR | General | 0 | 0 | Material | N | N | N | ""
8542 | 313018-0000 | One Earthwire Conductor GSW 55 mm2 | One Earthwire Conductor GSW 55 mm2 | 2013-10-03 16:54:59 | 0 | Mtr | 21500 | 0000 | IDR | General | 0 | 11132 | Material | N | N | N | ""
9191 | 313053-0000 | One Earthwire Conductor GSW AS 55 mm2 | One Earthwire Conductor GSW AS 55 mm2 | 2014-04-23 15:30:57 | 0 | Mtr | 18718 | 0000 | IDR | General | 15000 | 11313 | Material | N | N | N | ""
8543 | 313019-0000 | One earthwire conductor OPGW 60 mm2 48 cores | One earthwire conductor OPGW 60 mm2 48 cores | 2013-10-03 16:59:27 | 0 | Mtr | 32500 | 0000 | IDR | General | 47600 | 11132 | Material | N | N | N | ""
10576 | 313274-0000 | One earthwire conductor OPGW 70 mm2 24 cores, complete with joint boxes, fixing device, fixing clamps and necessary accessories | One earthwire conductor OPGW 70 mm2 24 cores, complete with joint boxes, fixing device, fixing clamps and necessary accessories | 2017-03-27 18:41:31 | 0 | Km | 52265 | 0000 | IDR | General | 0 | 0 | Material | N | N | N | ""
11092 | 313418-0000 | One earthwire conductor OPGW 70 mm2 24 cores, complete with joint boxes, fixing device, fixing clamps and necessary accessories | One earthwire conductor OPGW 70 mm2 24 cores, complete with joint boxes, fixing device, fixing clamps and necessary accessories | 2018-04-05 17:56:19 | 0 | Mtr | 35500 | 0000 | IDR | General | 0 | 0 | Material | N | N | N | ""
9611 | 413125-0000 | One-Piece Cable Entry Boots for feeder 7/8 | One-Piece Cable Entry Boots for feeder 7/8 | 2015-01-30 13:41:13 | 0 | Pcs | 0 | 0000 | IDR | General | 0 | 12510 | Material | N | N | N | ""
11074 | 111479-0000 | open drainage stone masonry 40x70cm | open drainage stone masonry 40x70cm | 2018-03-22 11:37:38 | 0 | Mtr | 0 | 0000 |  | General | 0 | 0 | Material | N | N | N | ""
7706 | 210037-0000 | Open Rack 19 inch (Indoor) | Open Rack 19 inch (Indoor) | 2015-08-24 13:21:56 | 0 | Set | 2000000 | Gener | IDR | "" | 800000 | 13483 | Material | N | N | N
12713 | 820143-0000 | Operator Service for Passenger Hoist | Operator Service for Passenger Hoist | 2025-09-09 16:36:02 | 0 | Mth | 0 | 0000 |  | General | 0 | 0 | Material | N | N | N | ""
12316 | 313599-0000 | OPGW 75 mm2 48 Core | OPGW 75 mm2 48 Core | 2024-04-26 22:43:19 | 0 | Mtr | 37500 | 0000 | IDR | General | 0 | 0 | Material | N | N | N | ""
11873 | 211351-0000 | OPGW Bracket ERS Tower | OPGW Bracket ERS Tower | 2021-09-23 19:10:59 | 0 | Pcs | 0 | 0000 |  | General | 0 | 0 | Material | N | N | N | ""
12720 | 413218-0000 | Optical Communication Interface Module C37.94 (Include SFP Multi Mode) | Optical Communication Interface Module C37.94 (Include SFP Multi Mode) | 2025-09-29 16:27:24 | 0 | Set | 72000000 | 0000 | IDR | General | 0 | 0 | Material | N | N | N | ""
9394 | 413078-0000 | Optical Distibution Cabinet (ODC) 144 core | Optical Distribution Cabinet (ODC) 144 cores | 2014-08-11 10:49:24 | 0 | Set | 7500000 | 0000 | IDR | General | 9900000 | 11711 | Material | N | N | N | ""
7440 | 410086-0000 | Optical Distibution Cabinet (ODC) 24 core | Optical Distribution Cabinet (ODC) 24 cores |  | 0 | Set | 0 | Gener |  |  | 0 | 0 |  | N | N | N
9395 | 413079-0000 | Optical Distibution Cabinet (ODC) 288 core | Optical Distribution Cabinet (ODC) 288 cores | 2014-08-11 10:51:02 | 0 | Set | 17910000 | 0000 | IDR | General | 17850000 | 11711 | Material | N | N | N | ""
7439 | 410085-0000 | Optical Distibution Cabinet (ODC) 48 core | Optical Distribution Cabinet (ODC) 48 cores |  | 0 | Set | 3800000 | Gener | IDR |  | 3800000 | 0 |  | N | N | N
7441 | 410087-0000 | Optical Distibution Cabinet (ODC) 48 core | Optical Distribution Cabinet (ODC) 48 cores |  | 0 | Set | 0 | Gener |  |  | 0 | 0 |  | N | N | N
12364 | 313625-0000 | Optical Distribution Frame (ODF) | Optical Distribution Frame (ODF) | 2024-05-17 22:26:38 | 0 | Set | 2162530 | 0000 | IDR | General | 0 | 0 | Material | N | N | N | ""
9882 | 413141-0000 | Optical Distribution Frame Capacity 1/4 Core | Optical Distribution Frame Capacity 1/4 Core | 2015-06-15 12:25:58 | 1 | Set | 1 | 0000 | IDR | General | 0 | 0 | Material | N | N | N | ""
9881 | 413140-0000 | Optical Distribution Frame High Capacity 144 Core and Accessories | Optical Distribution Frame High Capacity 144 Cores and Accessories | 2015-08-07 11:10:56 | 1 | Set | 9472720 | 0000 | IDR | General | 0 | 13483 | Material | N | N | N | ""
9876 | 410001-SNA0 | Optical Distribution Point 16 core (Pole) LC/APC (24) | Optical Distribution Point 16 core (Pole) LC/APC (24) | 2015-09-29 08:54:23 | 0 | ea | 1250000 | SNA0 | IDR | SUNSEA | 1250000 | 14425 | Material | N | N | N | ""
9806 | 413130-0000 | Optical Distribution pole ( ODP ) kapasitas 24 Core | Optical Distribution Pole (ODP) with a capacity of 24 cores | 2019-01-30 15:02:59 | 0 | Pcs | 1000000 | 0000 | IDR | General | 1250000 | 14144 | Material | N | N | N | ""
8160 | 411017-0000 | Optical fiber cable Joint kit Fitting Compression 40/33 | Optical fiber cable Joint kit Compression Fitting 40/33 | 2013-07-10 12:15:33 | 0 | Pcs | 35000 | 0000 | IDR | General | 35000 | 9982 | Material | N | N | N | ""
10912 | 211134-0000 | Optical Ground Wire (OPGW) 60 sq.mm | Optical Ground Wire (OPGW) 60 sq.mm | 2017-08-04 17:34:42 | 0 | Mtr | 46395 | 0000 | IDR | General | 0 | 0 | Material | N | N | N | ""
9939 | 413145-0000 | Optical Splitter 1 to 2 | Optical Splitter 1 to 2 | 2015-06-22 10:03:31 | 0 | Pcs | 245000 | 0000 | IDR | General | 0 | 0 | Material | N | N | N | ""
9533 | 413113-0000 | Optical Splitter 1:4 | Optical Splitter 1:4 | 2016-08-11 17:06:08 | 0 | Pcs | 278000 | 0000 | IDR | General | 278000 | 13121 | Material | N | N | N | ""
9534 | 413114-0000 | Optical Splitter 1:8 | Optical Splitter 1:8 | 2016-08-11 17:03:23 | 0 | Pcs | 345000 | 0000 | IDR | General | 345000 | 13121 | Material | N | N | N | ""
9805 | 413129-0000 | Optical Splitter 2 to 8 | Optical Splitter 2 to 8 | 2015-09-29 08:55:54 | 0 | Pcs | 665000 | 0000 | IDR | General | 665000 | 14425 | Material | N | N | N | ""
7442 | 410088-0000 | Optical Termination Box (OTB) 12 core | Optical Termination Box (OTB) 12 cores | 2015-09-21 09:27:11 | 0 | Set | 750000 | Gener | IDR |  | 830000 | 14303 |  | N | N | N
9397 | 413080-0000 | Optical Termination Box (OTB) 144 core | Optical Termination Box (OTB) 144 cores | 2014-08-11 11:18:14 | 0 | Set | 5200000 | 0000 | IDR | General | 8600000 | 11711 | Material | N | N | N | ""
7443 | 410089-0000 | Optical Termination Box (OTB) 24 core | Optical Termination Box (OTB) 24 cores |  | 0 | Set | 2557200 | Gener | IDR |  | 1100000 | 0 |  | N | N | N
9398 | 413081-0000 | Optical Termination Box (OTB) 288 core | Optical Termination Box (OTB) 288 cores | 2014-08-11 11:20:14 | 0 | Set | 0 | 0000 | IDR | General | 0 | 11711 | Material | N | N | N | ""
7444 | 410090-0000 | Optical Termination Box (OTB) 48 core | Optical Termination Box (OTB) 48 cores |  | 0 | Set | 1000000 | Gener | IDR |  | 1775000 | 0 |  | N | N | N
7445 | 410091-0000 | Optical Termination Box (OTB) 96 core | Optical Termination Box (OTB) 96 cores |  | 0 | Set | 0 | Gener |  |  | 0 | 0 |  | N | N | N
9153 | 611020-0000 | OTDR | OTDR | 2014-04-22 14:08:30 | 0 | Pcs | 2500000 | 0000 | IDR | General | 35000000 | 0 | Material | N | N | N | ""
8791 | 820021-0000 | Other (Lain-lain) | Other (Others) | 2013-12-12 12:09:56 | 0 | Ls | 5100000 | 0000 | IDR | General | 19531250 | 11916 | Material | N | N | N | ""
9610 | 413124-0000 | Outdoor directional panel antenna PW-OHG-65S-806/2700 | Outdoor directional panel antenna PW-OHG-65S-806/2700 | 2015-01-30 13:39:56 | 0 | Pcs | 275 | 0000 | USD | General | 275 | 12510 | Material | N | N | N | ""
10029 | 424125-0000 | Overtime | Overtime | 2015-10-16 16:57:47 | 0 | Hr | 2000000 | 0000 | IDR | General | 0 | 0 | Material | N | N | N | ""
10772 | 620021-0000 | P3K | First Aid Kit | 2017-08-03 19:34:45 | 0 | Pcs | 123200 | 0000 | IDR | General | 0 | 0 | Material | N | N | N | ""
10958 | 413196-0000 | PABX | PABX | 2017-09-13 10:47:26 | 0 | Set | 30215000 | 0000 | IDR | General | 0 | 0 | Material | N | N | N | ""
12122 | 720055-0000 | Packaging Fee | Packaging Fee | 2022-07-13 11:13:43 | 0 | Ls | 326 | 0000 | USD | General | 0 | 0 | Material | N | N | N | ""
9953 | 413150-0000 | Pacthcord LC/APC - FC/PC ,3Mtr | Pacthcord LC/APC - FC/PC ,3Mtr | 2015-07-29 14:36:21 | 0 | Pcs | 0 | 0000 |  | General | 0 | 0 | Material | N | N | N | ""
12237 | 611312-0000 | Pacul | Hoe | 2023-04-05 16:37:10 | 0 | Pcs | 65000 | 0000 | IDR | General | 0 | 0 | Material | N | N | N | ""
7675 | 210006-MSTR | Padlock 175D | Padlock 175D |  | 0 | Pcs | 0 | MASTE | "" | "" | 0 | 0 | Material | N | N | N
7676 | 210007-MSTR | Padlock 2950D | Padlock 2950D |  | 0 | Pcs | 0 | MASTE | "" | "" | 0 | 0 | Material | N | N | N
9118 | 210001-ABUS | Padlock 40mm | Padlock 40mm | 2014-03-14 16:42:42 | 0 | Pcs | 70000 | ABUS | IDR | Abus | 75000 | 11633 | Material | N | N | N | ""
7677 | 210008-CISA | Padlock 50 | Padlock 50 |  | 0 | Pcs | 350000 | CISA | IDR | "" | 350000 | 0 | Material | N | N | N
10609 | 111409-0000 | Pagar BRC 1.9 m | BRC Fence 1.9 m | 2017-05-02 12:14:28 | 0 | Mtr | 1100000 | 0000 | IDR | General | 0 | 0 | Material | N | N | N | ""
10993 | 111468-0000 | Pagar BRC 190x240 cm | BRC Fence 190x240 cm | 2017-09-27 16:17:05 | 0 | Lbr | 543243.24 | 0000 | IDR | General | 0 | 0 | Material | N | N | N | ""
10027 | 111352-0000 | Pagar BRC Height 1.7 Meter Width 2,4 meter | BRC Fence Height 1.7 Meters Width 2.4 meters | 2015-10-13 16:28:55 | 0 | Lbr | 0 | 0000 |  | General | 600000 | 13764 | Material | N | N | N | ""
10752 | 129247-0000 | Pagar BRC- Lantai kerja | BRC Fence - Work floor | 2017-08-03 19:11:11 | 0 | M3 | 0 | 0000 |  | General | 0 | 0 | Material | N | N | N | ""
10753 | 129248-0000 | Pagar BRC- Pondasi Beton (Beton K 225, Pembesian 150 kg/m3, bekisting) | BRC Fence - Concrete Foundation (K 225 Concrete, 150 kg/m3 Reinforcement, formwork) | 2017-08-03 19:12:03 | 0 | M3 | 156250 | 0000 | IDR | General | 0 | 0 | Material | N | N | N | ""
11072 | 111478-0000 | Pagar BRC tinggi 1,5 meter | BRC fence 1.5 meters high | 2018-03-21 10:06:33 | 0 | Mtr | 0 | 0000 |  | General | 0 | 0 | Material | N | N | N | ""
11472 | 111532-0000 | Pagar Keliling | Surrounding Fence | 2019-09-02 17:18:49 | 0 | ML | 50000 | 0000 | IDR | General | 0 | 0 | Material | N | N | N | ""
10801 | 129281-0000 | Pagar Keliling- Brick Wall 1 / 5 | Brick Wall 1/5 | 2017-08-03 20:03:05 | 0 | M3 | 0 | 0000 |  | General | 0 | 0 | Material | N | N | N | ""
10806 | 129286-0000 | Pagar Keliling- Kawat Duri | Perimeter Fence - Barbed Wire | 2017-08-03 20:08:41 | 0 | M2 | 3000 | 0000 | IDR | General | 0 | 0 | Material | N | N | N | ""
10805 | 129285-0000 | Pagar Keliling- Kawat Harmonika | Fence - Accordion Wire | 2017-08-03 20:07:38 | 0 | M2 | 150000 | 0000 | IDR | General | 0 | 0 | Material | N | N | N | ""
10792 | 129272-0000 | Pagar Keliling- Lantai kerja | Fence-Work floor | 2017-08-03 19:54:53 | 0 | M3 | 946500 | 0000 | IDR | General | 0 | 0 | Material | N | N | N | ""
10807 | 323193-0000 | Pagar Keliling- Nuts & Bolt 10mm | Perimeter Fence - Nuts & Bolts 10mm | 2017-08-03 20:09:47 | 0 | Pcs | 0 | 0000 |  | General | 0 | 0 | Material | N | N | N | ""
10809 | 129288-0000 | Pagar Keliling- Nuts & Bolt 12mm | Perimeter Fence - Nuts & Bolts 12mm | 2017-08-03 20:12:58 | 0 | Pcs | 2820433.16 | 0000 | IDR | General | 0 | 0 | Material | N | N | N | ""
10808 | 129287-0000 | Pagar Keliling- Nuts & Bolt 10mm | Perimeter Fence - Nuts & Bolts 10mm | 2017-08-03 20:12:07 | 0 | Pcs | 3313500.31 | 0000 | IDR | General | 0 | 0 | Material | N | N | N | ""
10799 | 129279-0000 | Pagar Keliling- Pondasi Beton 500x500x200 | Perimeter Fence - Concrete Foundation 500x500x200 | 2017-08-03 20:01:07 | 0 | M3 | 0 | 0000 |  | General | 0 | 0 | Material | N | N | N | ""
10798 | 129278-0000 | Pagar Keliling- Pondasi Beton 600x600x200 | Perimeter Fence - Concrete Foundation 600x600x200 | 2017-08-03 20:00:29 | 0 | M3 | 0 | 0000 |  | General | 0 | 0 | Material | N | N | N | ""
10800 | 129280-0000 | Pagar Keliling- Ring balok (Beton K 225, Pembesian 250 kg/m3, bekisting) | Perimeter Fence - Ring beam (K 225 Concrete, 250 kg/m3 Reinforcement, formwork) | 2017-08-03 20:01:59 | 0 | M3 | 52324051.25 | 0000 | IDR | General | 0 | 0 | Material | N | N | N | ""
10804 | 129284-0000 | Pagar Keliling- Steel L50x50x5 | Perimeter Fence- Steel L50x50x5 | 2017-08-03 20:06:32 | 0 | Kg | 59953488.85 | 0000 | IDR | General | 0 | 0 | Material | N | N | N | ""
10803 | 129283-0000 | Pagar Keliling- Steel Post L60x60x6 | Perimeter Fence- Steel Post L60x60x6 | 2017-08-03 20:05:35 | 0 | Kg | 31296895.54 | 0000 | IDR | General | 0 | 0 | Material | N | N | N | ""
10802 | 129282-0000 | Pagar Keliling- Strip Plat 30x2mm | Perimeter Fence - 30x2mm Strip Plate | 2017-08-03 20:04:24 | 0 | Kg | 7490224.02 | 0000 | IDR | General | 0 | 0 | Material | N | N | N | ""
10611 | 111411-0000 | Pagar keliling switchyard | Switchyard perimeter fence | 2017-05-02 12:22:16 | 0 | Mtr | 1393000 | 0000 | IDR | General | 0 | 0 | Material | N | N | N | ""
10810 | 129289-0000 | Pagar Keliling- Urugan Pasir dipadatkan | Surrounding Fence - Compacted Sand Fill | 2017-08-03 20:13:40 | 0 | M3 | 15000 | 0000 | IDR | General | 0 | 0 | Material | N | N | N | ""
11812 | 111605-0000 | Pagar Kolom Precast 17x17x320 | Precast Column Fence 17x17x320 | 2021-07-08 13:22:35 | 0 | Pcs | 300000 | 0000 | IDR | General | 0 | 0 | Material | N | N | N | ""
11811 | 111604-0000 | Pagar Panel Precast 240x40x5 | Precast Panel Fence 240x40x5 | 2021-07-08 13:19:32 | 0 | Pcs | 105000 | 0000 | IDR | General | 0 | 0 | Material | N | N | N | ""
12233 | 611309-0000 | Pahat Beton 10 Inch x 16 mm | 10 Inch x 16 mm Concrete Chisel | 2023-04-03 18:57:09 | 0 | Pcs | 25000 | 0000 | IDR | General | 0 | 0 | Material | N | N | N | ""
10271 | 620011-0000 | Pajak Bumi dan Bangunan | property tax | 2016-07-29 10:50:02 | 0 | Ls | 0 | 0000 |  | General | 0 | 0 | Material | N | N | N | ""
12087 | 820111-0000 | Pajak Penghasilan Pasal 22 | Income Tax Article 22 | 2022-02-14 13:52:49 | 0 | Ls | 0 | 0000 |  | General | 0 | 0 | Material | N | N | N | ""
11509 | 820107-0000 | Pajak STNK Sepeda Motor | Motorcycle STNK Tax | 2019-09-17 17:17:34 | 0 | Unit | 0 | 0000 |  | General | 0 | 0 | Material | N | N | N | ""
10077 | 611045-0000 | Paku Beton | Concrete Nails | 2015-11-30 15:14:12 | 0 | Box | 60000 | 0000 | IDR | General | 0 | 0 | Material | N | N | N | ""
8128 | 111008-0000 | Paku Biasa 2 inchi - 5 inchi | 2 inch - 5 inch Regular Nails |  | 0 | Kg | 20000 | 0000 | IDR |  | 15000 | 0 |  | N | N | N
10079 | 313215-0000 | Paku Clamp | Clamp Nail | 2015-11-30 15:18:07 | 0 | Box | 48000 | 0000 | IDR | General | 0 | 0 | Material | N | N | N | ""
11835 | 111609-0000 | Pallet Plastik 110x80x15 | Plastic Pallet 110x80x15 | 2021-09-03 17:11:54 | 0 | Pcs | 135000 | 0000 | IDR | General | 0 | 0 | Material | N | N | N | ""
12084 | 611296-0000 | Palu Batu 3 LB | 3 LB Rock Hammer | 2022-02-13 20:26:36 | 0 | Pcs | 61663.64 | 0000 | IDR | General | 0 | 0 | Material | N | N | N | ""
12083 | 611295-0000 | Palu Beton 3 LB | 3 LB Concrete Hammer | 2022-02-13 20:23:37 | 0 | Pcs | 0 | 0000 |  | General | 0 | 0 | Material | N | N | N | ""
11954 | 611238-0000 | Palu Godam 12 Lb | 12 lb sledgehammer | 2021-10-24 10:20:08 | 0 | Unit | 578378.38 | 0000 | IDR | General | 0 | 0 | Material | N | N | N | ""
11360 | 611134-0000 | Palu Godam 2 LB | 2 LB Sledgehammer | 2019-04-18 10:43:41 | 0 | Pcs | 45000 | 0000 | IDR | General | 0 | 0 | Material | N | N | N | ""
11367 | 611138-0000 | Palu Godam 2 LB Merek Max Power | 2 LB Sledgehammer Max Power Brand | 2019-04-18 10:51:27 | 0 | Pcs | 80000 | 0000 | IDR | General | 0 | 0 | Material | N | N | N | ""
9283 | 111291-0000 | Palu Martil (5kg) | Hammer (5kg) | 2014-06-03 09:36:12 | 0 | ea | 75550 | 0000 | IDR | General | 0 | 11513 | Material | N | N | N | ""
9094 | 313051-0000 | Panel KWH ( Spec. HCPT ) | KWH Panel (Spec. HCPT) | 2014-03-21 15:51:39 | 0 | Pcs | 2000000 | 0000 | IDR | General | 2000000 | 11633 | Material | N | N | N | ""
9458 | 313094-0000 | Panel KWH 3 phase (spec. Telkomsel) | 3-phase KWH panel (Telkomsel spec.) | 2014-09-02 13:26:32 | 0 | Pcs | 3300000 | 0000 | IDR | General | 3300000 | 11694 | Material | N | N | N | ""
12765 | 313793-0000 | Panel Accessories for Protection & Control Cubicle 150 kV | Panel Accessories for Protection & Control Cubicle 150 kV | 2025-11-08 14:51:08 | 0 | lot | 840629302 | 0000 | IDR | General | 0 | 0 | Material | N | N | N | ""
9952 | 313184-0000 | Panel ACPDB & KWH Meter (Spec. Internux) | ACPDB Panel & KWH Meter (Spec. Internux) | 2015-12-07 15:13:18 | 0 | Pcs | 6500000 | 0000 | IDR | General | 0 | 13757 | Material | N | N | Y | ""
9090 | 313047-0000 | Panel ACPDB (Spec. HCPT) | ACPDB Panel (Spec. HCPT) | 2014-03-21 15:51:52 | 0 | Pcs | 4500000 | 0000 | IDR | General | 4500000 | 11633 | Material | N | N | Y | ""
12156 | 211433-0000 | Panel Box Stainless Steel 13x19 cm | Stainless Steel Box Panel 13x19 cm | 2022-08-30 13:42:30 | 0 | Set | 1134000 | 0000 | IDR | General | 0 | 0 | Material | N | N | N | ""
12690 | 413216-0000 | Panel Dimensi W 800 x H 2200 x D 800 mm, SPHC 2.5 mm, Acrylic 5 mm, IP 42 | Panel Dimensions W 800 x H 2200 x D 800 mm, SPHC 2.5 mm, Acrylic 5 mm, IP 42 | 2025-07-28 19:11:28 | 0 | Unit | 0 | 0000 |  | General | 0 | 0 | Material | N | N | N | ""
12766 | 313794-0000 | Panel Installation for Protection & Control Cubicle 150 kV | Panel Installation for Protection & Control Cubicle 150 kV | 2025-11-08 14:53:08 | 0 | SS | 0 | 0000 |  | General | 0 | 0 | Material | N | N | N | ""
12767 | 323244-0000 | Panel Installation of Protection & Control Cubicle 150 kV Substation | Panel Installation of Protection & Control Cubicle 150 kV Substation | 2025-11-08 14:56:39 | 0 | lot | 1739000000 | 0000 | IDR | General | 0 | 0 | Material | N | N | N | ""
9463 | 313096-0000 | Panel KWH (COS & Arester) & Panel ACPDB dalam 1 Box (tanpa meteran PLN) (spec. XL) | KWH Panel (COS & Arrester) & ACPDB Panel in 1 Box (without PLN meter) (spec. XL) | 2014-09-05 09:28:23 | 0 | Set | 11375000 | 0000 | IDR | General | 0 | 11694 | Material | N | N | N | ""
12556 | 313704-0000 | Panel Listrik Outdoor H 300 x W 200 x L 150 mm SS304 1.2 mm | Outdoor Electrical Panel H 300 x W 200 x L 150 mm SS304 1.2 mm | 2025-01-14 17:41:23 | 0 | Set | 1200000 | 0000 | IDR | General | 0 | 0 | Material | N | N | N | ""
11837 | 313537-0000 | Panel OBL | OBL Panel | 2021-09-03 19:58:42 | 0 | Pcs | 0 | 0000 |  | General | 0 | 0 | Material | N | N | N | ""
9459 | 313095-0000 | Panel SDP | SDP Panel | 2014-09-02 13:27:32 | 0 | Pcs | 2728000 | 0000 | IDR | General | 7000000 | 11694 | Material | N | N | N | ""
9438 | 313091-0000 | Panel SDP Outdoor 9 MCB 3 phase (spec. Telkomsel) | Outdoor SDP Panel 9 MCB 3 phase (spec. Telkomsel) | 2014-09-02 10:20:01 | 0 | Set | 7000000 | 0000 | IDR | General | 7000000 | 11694 | Material | N | N | N | ""
7643 | 310037-0000 | Panel UPS | UPS Panel |  | 0 | Pcs | 0 | Gener | "" | "" | 0 | 0 | Material | N | N | N
9008 | 810004-0000 | Pantry Supplies | Pantry Supplies | 2014-02-10 15:38:26 | 0 | Ls | 875000 | 0000 | IDR | General | 0 | 12203 | Material | N | N | N | ""
9117 | 111283-0000 | Papan Cor 2/20 x 4 mtr | 2/20 x 4 mtr Corrugated Board | 2014-03-14 16:41:02 | 0 | Lbr | 23000 | 0000 | IDR | General | 70000 | 11633 | Material | N | N | N | ""
9292 | 413067-0000 | Papan Mal | Mall Board | 2014-06-05 11:17:35 | 0 | Pcs | 23000 | 0000 | IDR | General | 0 | 11513 | Material | N | N | N | ""
12436 | 060001-0000 | Paper Shredder | Paper Shredder | 2024-08-27 17:07:44 | 0 | Pcs | 2885300 | 0000 | IDR | General | 0 | 0 | Material | N | N | N | ""
11177 | 211170-0000 | Paralel Groove A2C Lupine 2 x 1267 | Parallel Groove A2C Lupine 2 x 1267 | 2018-09-25 11:52:22 | 0 | Pcs | 687650 | 0000 | IDR | General | 0 | 0 | Material | N | N | N | ""
11179 | 211172-0000 | Paralel Groove A3C 300 | Parallel Groove A3C 300 | 2018-09-25 11:54:55 | 0 | Pcs | 0 | 0000 |  | General | 0 | 0 | Material | N | N | N | ""
11178 | 211171-0000 | Paralel Groove A3C 630 | Parallel Groove A3C 630 | 2018-09-25 11:53:54 | 0 | Pcs | 740500 | 0000 | IDR | General | 0 | 0 | Material | N | N | N | ""
10047 | 313192-0000 | Paralel groove clamp for TAL 850 sqm | Parallel groove clamp for TAL 850 sqm | 2015-11-19 11:06:44 | 0 | Pcs | 561969 | 0000 | IDR | General | 0 | 13648 | Material | N | N | N | ""
10399 | 313248-0000 | Parallel Groove Clamp | Parallel Groove Clamp | 2016-11-29 09:21:49 | 0 | Pcs | 14000 | 0000 | IDR | General | 0 | 13387 | Material | N | N | N | ""
11275 | 211225-0000 | Parallel groove clamp for 1xAAAC 300SQmm to 1xAAAC 300SQmm | Parallel groove clamp for 1xAAAC 300SQmm to 1xAAAC 300SQmm | 2019-02-11 14:22:23 | 0 | Pcs | 11243 | 0000 | KRW | General | 0 | 14049 | Material | N | N | N | ""
11274 | 211224-0000 | Parallel groove clamp for 1xAAAC 630SQmm to 1xAAAC 630SQmm | Parallel groove clamp for 1xAAAC 630SQmm to 1xAAAC 630SQmm | 2019-02-11 14:21:34 | 0 | Pcs | 20818 | 0000 | KRW | General | 0 | 14049 | Material | N | N | N | ""
11380 | 313473-0000 | Parallel groove clamp for 1xAAC Lupine 1267SQmm to 1xAAC Lupine 1267SQmm | Parallel groove clamp for 1xAAC Lupine 1267SQmm to 1xAAC Lupine 1267SQmm | 2019-04-30 14:47:34 | 0 | Pcs | 69391 | 0000 | KRW | General | 0 | 1237 | Material | N | N | N | ""
10982 | 313371-0000 | Parallel groove clamp for TAL 660SQmm to TAL 660SQmm | Parallel groove clamp for TAL 660SQmm to TAL 660SQmm | 2017-09-26 12:01:42 | 0 | Pcs | 587700 | 0000 | IDR | General | 0 | 13226 | Material | N | N | N | ""
10981 | 313370-0000 | Parallel groove clamp for TAL 850SQmm to TAL 850SQmm | Parallel groove clamp for TAL 850SQmm to TAL 850SQmm | 2017-09-26 12:01:22 | 0 | Pcs | 38.75 | 0000 | USD | General | 0 | 13226 | Material | N | N | N | ""
10394 | 313243-0000 | Parallel Group Clamp TAL 850 - 850 | Parallel Group Clamp TAL 850 - 850 | 2016-11-14 10:55:54 | 0 | Pcs | 0 | 0000 |  | General | 0 | 0 | Material | N | N | N | ""
10001 | 820079-0000 | Parkir dan Tol | Parking and Tolls | 2015-10-05 14:31:53 | 0 | Ls | 219744 | 0000 | IDR | General | 0 | 0 | Material | N | N | N | ""
9905 | 323123-0000 | Pasang insulator suspension jumper string set for conductor 2x TACSR 410 | Install the insulator suspension jumper string set for conductor 2x TACSR 410 | 2015-06-19 14:40:55 | 0 | Pcs | 312000 | 0000 | IDR | General | 0 | 0 | Material | N | N | N | ""
9904 | 323122-0000 | Pasang insulator tension string set for conductor 2x TACSR 410 | Install the string tension insulator set for conductor 2x TACSR 410 | 2015-06-19 14:38:32 | 0 | Pcs | 312000 | 0000 | IDR | General | 0 | 0 | Material | N | N | N | ""
9914 | 323132-0000 | Pasang press klem utk formet OPGW 70 | Install press clamp for OPGW 70 formatter | 2015-06-19 14:56:10 | 0 | Pcs | 260000 | 0000 | IDR | General | 0 | 0 | Material | N | N | N | ""
9912 | 323130-0000 | Pasang press klem utk konduktor TACSR 410 | Install press clamp for TACSR 410 conductor | 2015-06-19 14:52:22 | 0 | Pcs | 260000 | 0000 | IDR | General | 0 | 0 | Material | N | N | N | ""
9916 | 323134-0000 | Pasang Spacer jumper 250 mm Konduktor TACSR 410 | Install Spacer jumper 250 mm TACSR 410 Conductor | 2015-06-19 14:59:10 | 0 | Pcs | 208000 | 0000 | IDR | General | 0 | 0 | Material | N | N | N | ""
9917 | 323135-0000 | Pasang spacer jumper Conductor TACSR 410 | Install the TACSR 410 Conductor jumper spacer | 2015-06-19 15:00:50 | 0 | Pcs | 1300000 | 0000 | IDR | General | 0 | 0 | Material | N | N | N | ""
9915 | 323133-0000 | Pasang Spacer line 450 mm Konduktor TACSR 410 | Install Spacer line 450 mm TACSR 410 Conductor | 2015-06-19 14:57:54 | 0 | Pcs | 208000 | 0000 | IDR | General | 0 | 0 | Material | N | N | N | ""
10176 | 323144-0000 | Pasang Spiral Vibration Damper | Install Spiral Vibration Damper | 2016-05-04 10:55:08 | 0 | Pcs | 0 | 0000 |  | General | 0 | 0 | Material | N | N | N | ""
9906 | 323124-0000 | Pasang tension string set for GSW 55 | Install the tension string set for GSW 55 | 2015-06-19 14:42:50 | 0 | Set | 8000000 | 0000 | IDR | General | 0 | 0 | Material | N | N | N | ""
9908 | 323126-0000 | Pasang tension string set for OPGW 70 | Install tension string set for OPGW 70 | 2015-06-19 14:46:30 | 0 | Pcs | 124800 | 0000 | IDR | General | 0 | 0 | Material | N | N | N | ""
9910 | 323128-0000 | Pasang Vibration damper GSW 55 | Install the GSW 55 vibration damper | 2015-06-19 14:49:17 | 0 | Pcs | 62400 | 0000 | IDR | General | 0 | 0 | Material | N | N | N | ""
9911 | 323129-0000 | Pasang Vibration damper OPGW 70 | Install the OPGW 70 vibration damper | 2015-06-19 14:50:47 | 0 | Pcs | 62400 | 0000 | IDR | General | 0 | 0 | Material | N | N | N | ""
9909 | 323127-0000 | Pasang Vibrattion damper konduktor TACSR 410 | Install the TACSR 410 conductor vibration damper | 2015-06-19 14:47:51 | 0 | Pcs | 62400 | 0000 | IDR | General | 0 | 0 | Material | N | N | N | ""
10891 | 129296-0000 | Pasangan batu kali 1 by 4 pada Pekerjaan Slope Proteksi | 1 by 4 river stone installation on Slope Protection Work | 2017-08-04 16:40:43 | 0 | M2 | 0 | 0000 |  | General | 0 | 0 | Material | N | N | N | ""
11703 | 111574-0000 | Pasir Batu | Stone Sand | 2020-12-14 20:58:59 | 0 | Ton | 170000 | 0000 | IDR | General | 0 | 0 | Material | N | N | N | ""
8122 | 111002-0000 | Pasir Beton | Concrete Sand |  | 0 | M3 | 250000 | 0000 | IDR |  | 200000 | 0 |  | N | N | N
12460 | 111679-0000 | Pasir Cor Beton | Concrete Casting Sand | 2024-09-26 09:08:31 | 0 | Ton | 135000 | 0000 | IDR | General | 0 | 0 | Material | N | N | N | ""
8313 | 413041-0000 | Passive Spliter 1-4 | Passive Splitter 1-4 | 2016-06-16 15:43:58 | 0 | Pcs | 315000 | 0000 | IDR | General | 278000 | 13120 | Material | N | N | N | ""
8312 | 413040-0000 | Passive Spliter 1-8 | Passive Splitter 1-8 | 2016-06-16 15:41:04 | 0 | Pcs | 378000 | 0000 | IDR | General | 345000 | 13120 | Material | N | N | N | ""
9883 | 413142-0000 | Passive Splitter 1:8 type Modular SC/UPC, for ODC termasuk Pigtail | Passive Splitter 1:8 type Modular SC/UPC, for ODC including Pigtail | 2015-08-07 11:11:42 | 1 | Set | 400000 | 0000 | IDR | General | 330000 | 13483 | Material | N | N | N | ""
10121 | 413161-0000 | Patch cord 2 meter, (FC/LC/SC-APC To FC/LC/SC-APC), G.652 D | Patch cord 2 meters, (FC/LC/SC-APC To FC/LC/SC-APC), G.652 D | 2016-06-16 15:45:36 | 0 | Pcs | 40000 | 0000 | IDR | General | 40000 | 13322 | Material | N | N | N | ""
10211 | 413179-0000 | Patch Cord 20m SCPC-FCPC | Patch Cord 20m SCPC-FCPC | 2016-06-16 15:30:17 | 0 | Pcs | 140000 | 0000 | IDR | General | 140000 | 13120 | Material | N | N | N | ""
9253 | 413063-0000 | Patch Cord FC-ST 2 M | Patch Cord FC-ST 2 M | 2014-05-20 14:45:05 | 0 | Pcs | 47150 | 0000 | IDR | General | 0 | 11544 | Material | N | N | N | ""
11181 | 413202-0000 | Patch Cord LC-SC, Singlemode, Duplex, 5 Meter | Patch Cord LC-SC, Singlemode, Duplex, 5 Meters | 2018-10-19 09:59:17 | 0 | Pcs | 110000 | 0000 | IDR | General | 0 | 0 | Material | N | N | N | ""
9800 | 413126-0000 | Patch Cord, 15m, SC-UPC, 652D | Patch Cord, 15m, SC-UPC, 652D | 2015-02-10 14:04:48 | 0 | Pcs | 72000 | 0000 | IDR | General | 80000 | 12502 | Material | N | N | N | ""
9503 | 413097-0000 | Patch Cord, 20m, LCPC-FCPC | Patch Cord, 20m, LCPC-FCPC | 2018-01-23 18:18:52 | 0 | Pcs | 80000 | 0000 | IDR | General | 80000 | 13339 | Material | N | N | N | ""
9520 | 413107-0000 | Patch Cord, 2m, UPC, 652D | Patch Cord, 2m, UPC, 652D | 2014-10-30 09:28:51 | 0 | Pcs | 0 | 0000 | IDR | General | 0 | 12168 | Material | N | N | N | ""
8519 | 313016-0000 | Patchcord FC-FC 5 Mtr | FC-FC Patchcord 5 Mtr | 2013-09-30 16:55:09 | 0 | Pcs | 0 | 0000 | IDR | General | 0 | 11132 | Material | N | N | N | ""
9938 | 413144-0000 | Patchcord G.652D, SM Simplex SC-SC 2.0mm, 20M | Patchcord G.652D, SM Simplex SC-SC 2.0mm, 20M | 2015-06-22 10:00:54 | 0 | Pcs | 71000 | 0000 | IDR | General | 0 | 0 | Material | N | N | N | ""
9937 | 413143-0000 | Patchcord G.652D, SM Simplex SC-SC 2.0mm, 40M | Patchcord G.652D, SM Simplex SC-SC 2.0mm, 40M | 2015-06-22 09:58:49 | 0 | Pcs | 105000 | 0000 | IDR | General | 0 | 0 | Material | N | N | N | ""
10204 | 413178-0000 | Path core, 20 m Duplex LC - LC | Path core, 20 m Duplex LC - LC | 2016-05-27 15:50:54 | 0 | Pcs | 0 | 0000 |  | General | 0 | 0 | Material | N | N | N | ""
10203 | 413177-0000 | Path core, 20 m Duplex LC-FC | Path core, 20 m Duplex LC-FC | 2016-05-27 15:48:05 | 0 | Pcs | 0 | 0000 |  | General | 0 | 0 | Material | N | N | N | ""
10202 | 413176-0000 | Path core, 20 m Duplex LC-SC | Path core, 20 m Duplex LC-SC | 2016-05-27 15:43:50 | 0 | Pcs | 0 | 0000 |  | General | 0 | 0 | Material | N | N | N | ""
8254 | 111202-0000 | Patok (Marking Post) | Marking Post | 2016-02-10 15:05:39 | 0 | Pcs | 250000 | 0000 | IDR | General | 0 | 9991 | Material | N | N | N | ""
10218 | 413182-0000 | Patok Pengaman ODC (besi galvanis 2inch 1m)material dan jasa | ODC Safety Stakes (2 inch 1m galvanized iron) materials and services | 2016-06-23 17:02:59 | 0 | Set | 75000 | 0000 | IDR | General | 0 | 0 | Material | N | N | N | ""
9965 | 424106-0000 | Peicemeal Pemasangan/ Penarikan Kabel Serat Optik (FO) 12 Core | Peicemeal Installation/Pulling of 12 Core Fiber Optic Cable (FO) | 2015-08-11 16:52:04 | 2500 | Mtr | 0 | 0000 |  | General | 0 | 0 | Material | Y | N | N | ""
10774 | 129254-0000 | Pekerjaan PEKERJAAN MUSHOLA | PRAYER HOUSE WORK | 2017-08-03 19:36:44 | 0 | Ls | 165000 | 0000 | IDR | General | 0 | 0 | Material | N | N | N | ""
11740 | 129410-0000 | Pekerjaan Lain-2 (biaya mutu) | Other Work-2 (quality costs) | 2021-01-15 15:55:51 | 0 | M2 | 2500 | 0000 | IDR | General | 0 | 0 | Material | N | N | N | ""
10775 | 129255-0000 | Pekerjaan RUMAH OPERATOR TYPE 70 | OPERATOR TYPE 70 HOMEWORK | 2017-08-03 19:37:46 | 0 | Ls | 312988951 | 0000 | IDR | General | 0 | 0 | Material | N | N | N | ""
10773 | 129253-0000 | Pekerjaan WATER TOWER | Water Tower Works | 2017-08-03 19:35:58 | 0 | Set | 1619200 | 0000 | IDR | General | 0 | 0 | Material | N | N | N | ""
12704 | 129479-0000 | Pekerjaan Bangunan Tipe 25 | Type 25 Building Work | 2025-08-07 18:57:35 | 0 | M2 | 1420454.55 | 0000 | IDR | General | 0 | 0 | Material | N | N | N | ""
12705 | 129480-0000 | Pekerjaan Bangunan Tipe 32 | Type 32 Building Work | 2025-08-07 18:58:11 | 0 | M2 | 0 | 0000 |  | General | 0 | 0 | Material | N | N | N | ""
11738 | 129408-0000 | Pekerjaan Bekisting tambahan lengkung | Additional curved formwork work | 2021-01-15 15:50:30 | 0 | M2 | 0 | 0000 |  | General | 0 | 0 | Material | N | N | N | ""
11790 | 129426-0000 | Pekerjaan Bending & Cutting Besi Beton | Reinforced Concrete Bending & Cutting Work | 2021-06-10 15:31:47 | 0 | Kg | 925 | 0000 | IDR | General | 0 | 0 | Material | N | N | N | ""
7769 | 123022-0000 | Pekerjaan Berapen 1Pc : 3Ps, tebal 30 mm | Decorative work 1Pc: 3Ps, 30 mm thick |  | 0 | Service | 0 | M2 | "" | "" | 0 | 0 | Material | N | N | N
7770 | 123023-0000 | Pekerjaan Berapen 1Pc : 5Ps, tebal 15 mm | Decorative work 1Pc: 5Ps, 15 mm thick |  | 0 | Service | 0 | M2 | "" | "" | 0 | 0 | Material | N | N | N
12228 | 129452-0000 | Pekerjaan Bobok Beton | Concrete Work | 2023-03-25 16:54:37 | 0 | M3 | 200000 | 0000 | IDR | General | 0 | 0 | Material | N | N | N | ""
12365 | 129459-0000 | Pekerjaan Bobok Tiang Pancang | Pile Drilling Work | 2024-05-18 19:08:54 | 0 | Ttk | 52500 | 0000 | IDR | General | 0 | 0 | Material | N | N | N | ""
11478 | 129372-0000 | Pekerjaan Bobokan | Sleeping Job | 2019-09-02 22:24:56 | 0 | Ls | 2929791.67 | 0000 | IDR | General | 0 | 0 | Material | N | N | N | ""
12675 | 129476-0000 | Pekerjaan Bobokan Beton | Concrete Breaking Work | 2025-06-24 18:26:27 | 0 | M3 | 234989 | 0000 | IDR | General | 0 | 0 | Material | N | N | N | ""
12227 | 129451-0000 | Pekerjaan Bobokan Beton | Concrete Breaking Work | 2023-03-25 16:52:55 | 0 | M3 | 422222.3 | 0000 | IDR | General | 0 | 0 | Material | Y | N | N | ""
9829 | 129123-0000 | Pekerjaan bobokan dan perbaikan Dinding Chamber / BTS / STO untuk lubang Sparing Kabel | Work on the displacement and repair of Chamber / BTS / STO walls for cable sparing holes | 2015-02-25 01:21:04 | 0 | Ttk | 47780 | 0000 | IDR | General | 61783 | 12638 | Material | N | N | N | ""
10342 | 129171-0000 | Pekerjaan Bolt Welding | Bolt Welding Work | 2016-09-15 16:54:51 | 0 | Twr | 2537000 | 0000 | IDR | General | 0 | 0 | Material | N | N | N | ""
12618 | 129465-0000 | Pekerjaan Bongkar Bekisting | Formwork Dismantling Work | 2025-03-27 17:01:19 | 0 | M2 | 50000 | 0000 | IDR | General | 0 | 0 | Material | N | N | N | ""
10273 | 111370-0000 | Pekerjaan bore pile diameter 40 cm | Bore pile work with a diameter of 40 cm | 2016-07-29 16:21:01 | 0 | Mtr | 800000 | 0000 | IDR | General | 0 | 0 | Material | N | N | N | ""
10341 | 129170-0000 | Pekerjaan Bore Pile Diameter 60 cm | Bore Pile Work Diameter 60 cm | 2016-09-15 16:43:51 | 0 | Mtr | 100000 | 0000 | IDR | General | 0 | 0 | Material | N | N | N | ""
10540 | 129200-0000 | Pekerjaan chimney extention tower 4AA11 | Chimney extension tower work 4AA11 | 2017-03-24 16:14:09 | 0 | Unit | 0 | 0000 |  | General | 0 | 0 | Material | N | N | N | ""
10541 | 129201-0000 | Pekerjaan chimney extention tower 4DD11 | Chimney extension tower work 4DD11 | 2017-03-24 16:15:09 | 0 | Unit | 0 | 0000 |  | General | 0 | 0 | Material | N | N | N | ""
11485 | 129379-0000 | Pekerjaan Cor Duct | Duct Casting Work | 2019-09-02 22:28:58 | 0 | M3 | 0 | 0000 |  | General | 0 | 0 | Material | N | N | N | ""
11481 | 129375-0000 | Pekerjaan Cor Kolom | Column Casting Work | 2019-09-02 22:26:48 | 0 | M3 | 2800000 | 0000 | IDR | General | 0 | 0 | Material | N | N | N | ""
11482 | 129376-0000 | Pekerjaan Cor Kolom Praktis | Practical Column Casting Work | 2019-09-02 22:27:30 | 0 | M3 | 0 | 0000 |  | General | 0 | 0 | Material | N | N | N | ""
11480 | 129374-0000 | Pekerjaan Cor Pondasi Tapak | Foundation Casting Work | 2019-09-02 22:26:15 | 0 | M3 | 100000 | 0000 | IDR | General | 0 | 0 | Material | N | N | N | ""
11484 | 129378-0000 | Pekerjaan Cor Ring Balok | Ring Beam Casting Work | 2019-09-02 22:28:29 | 0 | M3 | 2400000 | 0000 | IDR | General | 0 | 0 | Material | N | N | N | ""
11483 | 129377-0000 | Pekerjaan Cor Slope | Slope Casting Work | 2019-09-02 22:27:59 | 0 | M3 | 83250581.05 | 0000 | IDR | General | 0 | 0 | Material | N | N | N | ""
10343 | 129172-0000 | Pekerjaan Cut and Fill | Cut and Fill Work | 2016-09-15 17:05:55 | 0 | M3 | 70000 | 0000 | IDR | General | 0 | 0 | Material | N | N | N | ""
8347 | 129019-0000 | Pekerjaan Dewatering | Dewatering Work | 2016-09-15 17:04:43 | 0 | Twr | 1600000 | 0000 | IDR | General | 0 | 10101 | Material | N | N | N | ""
10734 | 129240-0000 | PEKERJAAN DRAINASE AIR beton bertulang (60x60) cm t 70 cm (Mutu beton K175, BJTP24) | Reinforced concrete water drainage work (60x60) cm t 70 cm (Concrete quality K175, BJTP24) | 2017-08-03 18:50:49 | 0 | Pcs | 312480 | 0000 | IDR | General | 0 | 0 | Material | N | N | N | ""
10736 | 129242-0000 | PEKERJAAN DRAINASE AIR Pipa Resapan Bak Kontrol PVC 3 inci | WATER DRAINAGE WORKS 3 inch PVC Control Tank Infiltration Pipe | 2017-08-03 18:52:51 | 0 | M2 | 25000 | 0000 | IDR | General | 0 | 0 | Material | N | N | N | ""
10730 | 129236-0000 | PEKERJAAN DRAINASE AIR Drainase air terbuka 45/50 cm | WATER DRAINAGE WORKS Open water drainage 45/50 cm | 2017-08-03 18:46:38 | 0 | M2 | 110000 | 0000 | IDR | General | 0 | 0 | Material | N | N | N | ""
10731 | 129237-0000 | PEKERJAAN DRAINASE AIR Drainase air tertutup 55/60 cm | WATER DRAINAGE WORKS Closed water drainage 55/60 cm | 2017-08-03 18:47:33 | 0 | M2 | 375000 | 0000 | IDR | General | 0 | 0 | Material | N | N | N | ""
10732 | 129238-0000 | PEKERJAAN DRAINASE AIR Pekerjaan Drainase Bawah Tanah (Geotex) | WATER DRAINAGE WORKS Underground Drainage Works (Geotex) | 2017-08-03 18:48:17 | 0 | M2 | 18500 | 0000 | IDR | General | 0 | 0 | Material | N | N | N | ""
10733 | 129239-0000 | PEKERJAAN DRAINASE AIR Pekerjaan Pasangan Geotextile di dalam Underground Drainage | WATER DRAINAGE WORK Geotextile Installation Work in Underground Drainage | 2017-08-03 18:49:12 | 0 | M2 | 25000 | 0000 | IDR | General | 0 | 0 | Material | N | N | N | ""
10735 | 129241-0000 | PEKERJAAN DRAINASE AIR Pipa Saluran Bak Kontrol PVC 2 inci | WATER DRAINAGE WORKS 2 inch PVC Control Tank Pipe | 2017-08-03 18:51:57 | 0 | M2 | 15000 | 0000 | IDR | General | 0 | 0 | Material | N | N | N | ""
10205 | 129141-0000 | Pekerjaan erection T1 type DDR4+0 | T1 type DDR4+0 erection work | 2016-05-30 17:02:44 | 0 | Kg | 1198 | 0000 | IDR | General | 0 | 13488 | Material | N | N | N | ""
10544 | 129204-0000 | Pekerjaan erection tower 4AA11 + 6 | Tower erection work 4AA11 + 6 | 2017-07-27 17:10:45 | 0 | Kg | 0 | 0000 |  | General | 0 | 13354 | Material | N | N | N | ""
10542 | 129202-0000 | Pekerjaan erection tower 4AA11 +/- 0 | Tower erection work 4AA11 +/- 0 | 2017-07-27 17:09:51 | 0 | Kg | 0 | 0000 |  | General | 0 | 13354 | Material | N | N | N | ""
10543 | 129203-0000 | Pekerjaan erection tower 4AA11 +3 | Tower erection work 4AA11 +3 | 2017-07-27 17:10:14 | 0 | Kg | 0 | 0000 |  | General | 0 | 13354 | Material | N | N | N | ""
10545 | 129205-0000 | Pekerjaan erection tower 4BB11 + 6 | Tower erection work 4BB11 + 6 | 2017-07-27 17:11:12 | 0 | Kg | 0 | 0000 |  | General | 0 | 13354 | Material | N | N | N | ""
10546 | 129206-0000 | Pekerjaan erection tower 4BB11 + 9 | Tower erection work 4BB11 + 9 | 2017-07-27 17:11:36 | 0 | Kg | 0 | 0000 |  | General | 0 | 13354 | Material | N | N | N | ""
10550 | 129210-0000 | Pekerjaan erection tower 4CC11 + 12 | Tower erection work 4CC11 + 12 | 2017-07-27 17:13:06 | 0 | Kg | 0 | 0000 |  | General | 0 | 13354 | Material | N | N | N | ""
10549 | 129209-0000 | Pekerjaan erection tower 4CC11 + 9 | Tower erection work 4CC11 + 9 | 2017-07-27 17:12:44 | 0 | Kg | 0 | 0000 |  | General | 0 | 13354 | Material | N | N | N | ""
10547 | 129207-0000 | Pekerjaan erection tower 4CC11 +/-0 | Tower erection work 4CC11 +/-0 | 2017-07-27 17:12:00 | 0 | Kg | 0 | 0000 |  | General | 0 | 13354 | Material | N | N | N | ""
10548 | 129208-0000 | Pekerjaan erection tower 4CC11 +3 | Tower erection work 4CC11 +3 | 2017-07-27 17:12:22 | 0 | Kg | 0 | 0000 |  | General | 0 | 13354 | Material | N | N | N | ""
10551 | 129211-0000 | Pekerjaan erection tower 4DD11 - 3 | Tower erection work 4DD11 - 3 | 2017-07-27 17:13:30 | 0 | Kg | 0 | 0000 |  | General | 0 | 13319 | Material | N | N | N | ""
10556 | 111405-0000 | Pekerjaan erection tower 4DD11 + 12 | Tower erection work 4DD11 + 12 | 2017-07-27 17:09:24 | 0 | Kg | 0 | 0000 |  | General | 0 | 13354 | Material | N | N | N | ""
10553 | 111403-0000 | Pekerjaan erection tower 4DD11 + 3 | Tower erection work 4DD11 + 3 | 2017-07-27 17:08:19 | 0 | Kg | 0 | 0000 |  | General | 0 | 13354 | Material | N | N | N | ""
10554 | 129213-0000 | Pekerjaan erection tower 4DD11 + 6 | Tower erection work 4DD11 + 6 | 2017-07-27 17:14:25 | 0 | Kg | 1200 | 0000 | IDR | General | 0 | 13354 | Material | N | N | N | ""
10555 | 111404-0000 | Pekerjaan erection tower 4DD11 + 9 | Tower erection work 4DD11 + 9 | 2017-07-27 17:08:52 | 0 | Kg | 0 | 0000 |  | General | 0 | 13354 | Material | N | N | N | ""
10552 | 129212-0000 | Pekerjaan erection tower 4DD11 +/- 0 | Tower erection work 4DD11 +/- 0 | 2017-07-27 17:13:56 | 0 | Kg | 0 | 0000 |  | General | 0 | 13354 | Material | N | N | N | ""
10557 | 129214-0000 | Pekerjaan erection tower 4DDR11 - 3 | 4DDR11 - 3 tower erection work | 2017-07-27 17:14:54 | 0 | Kg | 0 | 0000 |  | General | 0 | 13319 | Material | N | N | N | ""
10558 | 129215-0000 | Pekerjaan erection tower 4DDR11 +/- 0 | 4DDR11 +/- 0 tower erection work | 2017-07-27 17:15:17 | 0 | Kg | 0 | 0000 |  | General | 0 | 13354 | Material | N | N | N | ""
10559 | 129216-0000 | Pekerjaan erection tower 4EE11 - 3 | Tower erection work 4EE11 - 3 | 2017-07-27 17:15:42 | 0 | Kg | 0 | 0000 |  | General | 0 | 13354 | Material | N | N | N | ""
10560 | 129217-0000 | Pekerjaan erection tower 4EE11 + 6 | Tower erection work 4EE11 + 6 | 2017-07-27 17:16:06 | 0 | Kg | 0 | 0000 |  | General | 0 | 13354 | Material | N | N | N | ""
10561 | 129218-0000 | Pekerjaan erection tower 4EE11 + 9 | Tower erection work 4EE11 + 9 | 2017-07-27 17:16:29 | 0 | Kg | 0 | 0000 |  | General | 0 | 13354 | Material | N | N | N | ""
10206 | 129142-0000 | Pekerjaan erection Tower T34 type BB | Erection work of Tower T34 type BB | 2016-05-30 16:47:36 | 0 | Kg | 1198 | 0000 | IDR | General | 0 | 0 | Material | N | N | N | ""
10207 | 129143-0000 | Pekerjaan erection Tower T35 type CC | Erection work of Tower T35 type CC | 2016-05-30 16:48:45 | 0 | Kg | 1198 | 0000 | IDR | General | 0 | 0 | Material | N | N | N | ""
9271 | 129098-0000 | Pekerjaan Erection Transmission Line Steel Pole | Transmission Line Steel Pole Erection Work | 2014-05-26 11:45:44 | 0 | Kg | 2000 | 0000 | IDR | General | 1300 | 11.47 | Material | N | N | N | ""
9892 | 129126-0000 | Pekerjaan Erection Transmission line tower Type DDR6 plus 9 | Erection work Transmission line tower Type DDR6 plus 9 | 2015-06-16 10:50:42 | 0 | Set | 1664 | 0000 | IDR | General | 0 | 0 | Material | N | N | N | ""
8625 | 129047-0000 | Pekerjaan Erection Transmission line tower Type DSP plus 3 | Erection work Transmission line tower Type DSP plus 3 | 2013-10-04 10:24:43 | 0 | Set | 0 | 0000 | IDR | General | 0 | 11132 | Material | N | N | N | ""
8621 | 129044-0000 | Pekerjaan Erection Transmission line tower Type TSP30 plus 0 | Erection work Transmission line tower Type TSP30 plus 0 | 2013-10-04 10:22:27 | 0 | Set | 0 | 0000 | IDR | General | 0 | 11132 | Material | N | N | N | ""
8622 | 111236-0000 | Pekerjaan Erection Transmission line tower Type TSP30 plus 3 | Erection work Transmission line tower Type TSP30 plus 3 | 2013-10-04 10:22:58 | 0 | Set | 25000000 | 0000 | IDR | General | 0 | 11132 | Material | N | N | N | ""
8623 | 129045-0000 | Pekerjaan Erection Transmission line tower Type TSP30 plus 6 | Erection work Transmission line tower Type TSP30 plus 6 | 2013-10-04 10:23:32 | 0 | Set | 0 | 0000 | IDR | General | 0 | 11132 | Material | N | N | N | ""
8624 | 129046-0000 | Pekerjaan Erection Transmission line tower Type TSP60 plus 0 | Erection work Transmission line tower Type TSP60 plus 0 | 2013-10-04 10:24:05 | 0 | Set | 0 | 0000 | IDR | General | 0 | 11132 | Material | N | N | N | ""
8229 | 111166-0000 | Pekerjaan Fabrikasi Baja/ Struktur Baja, Fabrikasi Manual | Steel Fabrication Work/ Steel Structure, Manual Fabrication | 2013-07-19 11:39:03 | 0 | Kg | 2000000 | 0000 | IDR | General | 2000000 | 9982 | Material | N | N | N | ""
7779 | 123032-0000 | Pekerjaan Floor Lantai 1Pc : 5Ps, tebal 5 mm | Floor Work 1Pc Floor: 5Ps, 5 mm thick |  | 0 | Service | 1040000 | M2 | IDR | "" | 0 | 0 | Material | N | N | N
9134 | 129093-0000 | Pekerjaan Galian batu / Excavation rock | Rock Excavation Work | 2016-09-15 17:02:17 | 0 | M3 | 320000 | 0000 | IDR | General | 0 | 13123 | Material | N | N | N | ""
10222 | 424151-0000 | Pekerjaan Galian BC-TR-ROCK 120 kedalaman 120cm | BC-TR-ROCK 120 excavation work, 120cm depth | 2016-06-30 11:49:27 | 0 | Mtr | 110000 | 0000 | IDR | General | 0 | 0 | Material | N | N | N | ""
9135 | 129094-0000 | Pekerjaan galian berbatu / Excavation,weathered rock | Excavation, weathered rock | 2014-04-17 14:49:02 | 0 | M3 | 38814.29 | 0000 | IDR | General | 38814.29 | 0 | Material | N | N | N | ""
7735 | 122001-0000 | Pekerjaan Galian Tanah Biasa Max Kedalaman 1 m | Regular Earth Excavation Work Max Depth 1 m |  | 0 | Service | 86875 | M3 | IDR | "" | 12000 | 0 | Material | N | N | N
7736 | 122002-0000 | Pekerjaan Galian Tanah Biasa Max Kedalaman 2 m | Regular Earth Excavation Work Max Depth 2 m |  | 0 | Service | 40000 | M3 | IDR | "" | 0 | 0 | Material | N | N | N
7737 | 122003-0000 | Pekerjaan Galian Tanah Biasa Max Kedalaman 3 m | Regular Earth Excavation Work Max Depth 3 m |  | 0 | Service | 0 | M3 | "" | "" | 0 | 0 | Material | N | N | N
7739 | 122005-0000 | Pekerjaan Galian Tanah Cadas Max Kedalaman 1 m | Rock Excavation Work Max Depth 1 m |  | 0 | Service | 0 | M3 | "" | "" | 0 | 0 | Material | N | N | N
7738 | 122004-0000 | Pekerjaan Galian Tanah Keras Max Kedalaman 1 m | Hard Soil Excavation Work Max Depth 1 m |  | 0 | Service | 0 | M3 | "" | "" | 0 | 0 | Material | N | N | N
7740 | 122006-0000 | Pekerjaan Galian Tanah Lumpur Max Kedalaman 1 m | Mud Excavation Work Max Depth 1 m |  | 0 | Service | 122644.63 | M3 | IDR | "" | 0 | 0 | Material | N | N | N
9133 | 129092-0000 | Pekerjaan galian tanah/Excavation,common soil | Excavation work, common soil | 2014-04-17 14:22:29 | 0 | M3 | 13836 | 0000 | IDR | General | 18608.16 | 0 | Material | N | N | N | ""
10358 | 313234-0000 | Pekerjaan grounding TIP 17 | Grounding work TIP 17 | 2016-09-20 17:25:34 | 0 | Set | 0 | 0000 |  | General | 0 | 0 | Material | N | N | N | ""
10355 | 313233-0000 | Pekerjaan Grounding TIP 2 | Grounding Work TIP 2 | 2016-09-20 17:20:38 | 0 | Set | 1302895 | 0000 | IDR | General | 0 | 0 | Material | N | N | N | ""
10367 | 313237-0000 | Pekerjaan Grounding TIP 28A | Grounding Work TIP 28A | 2016-09-20 17:35:28 | 0 | Set | 0 | 0000 |  | General | 0 | 0 | Material | N | N | N | ""
10349 | 313231-0000 | Pekerjaan grounding TIP 4 | Grounding work TIP 4 | 2016-09-20 17:08:47 | 0 | Set | 0 | 0000 |  | General | 0 | 0 | Material | N | N | N | ""
10364 | 313236-0000 | Pekerjaan grounding TIP 51 | Grounding work TIP 51 | 2016-09-20 17:32:26 | 0 | Set | 0 | 0000 |  | General | 0 | 0 | Material | N | N | N | ""
10361 | 313235-0000 | Pekerjaan Grounding TIP 52 | Grounding Work TIP 52 | 2016-09-20 17:28:32 | 0 | Set | 0 | 0000 |  | General | 0 | 0 | Material | N | N | N | ""
10352 | 313232-0000 | Pekerjaan Grounding TIP 6 | Grounding Work TIP 6 | 2016-09-20 17:16:55 | 0 | Set | 0 | 0000 |  | General | 0 | 0 | Material | N | N | N | ""
12180 | 129436-0000 | Pekerjaan Grouting | Grouting Work | 2022-11-28 13:19:35 | 0 | M3 | 850000 | 0000 | IDR | General | 0 | 0 | Material | N | N | N | ""
12669 | 129470-0000 | Pekerjaan Hamparan Gravel | Gravel Laying Work | 2025-06-24 17:59:08 | 0 | M3 | 38619 | 0000 | IDR | General | 0 | 0 | Material | N | N | N | ""
10092 | 424130-0000 | Pekerjaan Handhole Type HH1 | Handhole Work Type HH1 | 2016-02-10 11:48:29 | 0 | Pcs | 1091250 | 0000 | IDR | General | 0 | 13658 | Material | N | N | N | ""
9294 | 424061-0000 | Pekerjaan Instalasi Hanging Jembatan | Hanging Bridge Installation Work | 2014-06-05 11:20:48 | 0 | Ls | 0 | 0000 | IDR | General | 0 | 11513 | Material | N | N | N | ""
12867 | 323255-0000 | Pekerjaan Instalasi Substation Automation Hardware | Substation Automation Hardware Installation Work | 2026-01-06 16:43:54 | 0 | Pcs | 455500000 | 0000 | IDR | General | 0 | 0 | Material | N | N | N | ""
8364 | 323018-0000 | pekerjaan integrasi grounding sistem baru dengan exsisting (OSP) | new system grounding integration work with existing (OSP) | 2013-08-19 13:38:18 | 0 | Ls | 0 | 0000 | IDR | General | 0 | 10301 | Material | N | N | N | ""
7798 | 124013-0000 | Pekerjaan Jaring Kawat Baja (Wire Mesh) | Wire Mesh Work |  | 0 | Service | 0 | Kg | "" | "" | 0 | 0 | Material | N | N | N
12662 | 129469-0000 | Pekerjaan Jasa Drainase Air Terbuka Ukuran 30x30cm | Open Water Drainage Services Work Size 30x30cm | 2025-06-24 11:08:00 | 0 | Ml | 0 | 0000 |  | General | 0 | 0 | Material | N | N | N | ""
12660 | 129467-0000 | Pekerjaan Jasa Drainase Air Terbuka Ukuran 50x50cm | Open Water Drainage Services Work Size 50x50cm | 2025-06-24 11:05:37 | 0 | Ml | 0 | 0000 |  | General | 0 | 0 | Material | N | N | N | ""
12661 | 129468-0000 | Pekerjaan Jasa Drainase Air Terbuka Ukuran 80x80cm | Open Water Drainage Services Work Size 80x80cm | 2025-06-24 11:06:39 | 0 | Ml | 0 | 0000 |  | General | 0 | 0 | Material | N | N | N | ""
7797 | 124012-0000 | Pekerjaan Kabel Presstressed Polos / Strands | Plain / Strands Presstressed Cable Work |  | 0 | Service | 0 | Kg | "" | "" | 0 | 0 | Material | N | N | N
11734 | 129404-0000 | Pekerjaan Kebersihan sebelum cor | Cleaning work before casting | 2021-01-15 15:38:52 | 0 | M2 | 1000 | 0000 | IDR | General | 0 | 0 | Material | N | N | N | ""
11735 | 129405-0000 | Pekerjaan kebersihan setelah cor | Cleaning work after casting | 2021-01-15 15:42:10 | 0 | M2 | 1000 | 0000 | IDR | General | 0 | 0 | Material | N | N | N | ""
8350 | 121175-0000 | Pekerjaan Konstruksi Covering and Dewatering | Covering and Dewatering Construction Work | 2013-08-05 10:35:21 | 0 | Ls | 0 | 0000 | IDR | General | 0 | 10270 | Material | N | N | N | ""
8304 | 423034-0000 | Pekerjaan Konstruksi Hand Hole Type HH2 | Hand Hole Type HH2 Construction Work | 2013-08-01 10:49:35 | 0 | Pcs | 0 | 0000 | IDR | General | 0 | 10101 | Material | N | N | N | ""
8296 | 423026-0000 | Pekerjaan Konstruksi Jembatan Pipa Duct dengan Pipa Baja 4 inchi, Bentangan 3-6 meter dengan Tumpuan Beton bertulang | Duct Pipe Bridge Construction Work with 4 inch Steel Pipe, 3-6 meter span with reinforced concrete supports | 2013-08-01 10:36:30 | 0 | Mtr | 0 | 0000 | IDR | General | 0 | 10101 | Material | N | N | N | ""
8365 | 123040-0000 | Pekerjaan Konstruksi Jembatan Pipa Duct dengan Pipa Baja 4 inchi, Bentangan 6-12 meter dengan Tumpuan Beton bertulang (BSS 1) | Duct Pipe Bridge Construction Work with 4 inch Steel Pipe, 6-12 meter Span with Reinforced Concrete Supports (BSS 1) | 2013-08-19 14:02:27 | 0 | Mtr | 0 | 0000 | IDR | General | 0 | 10301 | Material | N | N | N | ""
8366 | 123041-0000 | Pekerjaan Konstruksi Jembatan Pipa Duct dengan Pipa Baja 4 inchi, Bentangan di atas 12 meter dengan Tumpuan Beton bertulang (BTS 1) | Duct Pipe Bridge Construction Work with 4 inch Steel Pipe, Span above 12 meters with Reinforced Concrete Supports (BTS 1) | 2013-08-19 14:03:30 | 0 | Mtr | 0 | 0000 | IDR | General | 0 | 10301 | Material | N | N | N | ""
8299 | 423029-0000 | Pekerjaan Konstruksi Jembatan Pipa Duct dengan Pipa Baja 4 inchi, dengan Sistem menempel pada Struktur yang ada | Duct Pipe Bridge Construction Work with 4 inch Steel Pipe, with a System attached to the existing Structure | 2013-08-01 10:38:55 | 0 | Mtr | 0 | 0000 | IDR | General | 0 | 10101 | Material | N | N | N | ""
8297 | 423027-0000 | Pekerjaan Konstruksi Jembatan Pipa Duct dengan sistem gantung, Bentangan 20-40 meter dengan Tumpuan Tiang Beton 9 meter | Duct Pipe Bridge Construction Work with a hanging system, 20-40 meter span with 9 meter concrete pillar supports | 2013-08-01 10:37:16 | 0 | Mtr | 0 | 0000 | IDR | General | 0 | 10101 | Material | N | N | N | ""
8667 | 129071-0000 | Pekerjaan Konstruksi Pondasi Tower Transmisi Type DSP Class 3 Pad and Chimney with Piled | Transmission Tower Foundation Construction Work Type DSP Class 3 Pad and Chimney with Piled | 2013-10-04 11:05:56 | 0 | Twr | 0 | 0000 | IDR | General | 0 | 11132 | Material | N | N | N | ""
8659 | 129063-0000 | Pekerjaan Konstruksi Pondasi Tower Transmisi Type SSP5 Class 2 Pad and Chimney with Piled | Transmission Tower Foundation Construction Work Type SSP5 Class 2 Pad and Chimney with Piled | 2013-10-04 11:01:27 | 0 | Twr | 0 | 0000 | IDR | General | 0 | 11132 | Material | N | N | N | ""
8660 | 129064-0000 | Pekerjaan Konstruksi Pondasi Tower Transmisi Type SSP5 Class 3 Pad and Chimney with Piled | Transmission Tower Foundation Construction Work Type SSP5 Class 3 Pad and Chimney with Piled | 2013-10-04 11:01:56 | 0 | Twr | 0 | 0000 | IDR | General | 0 | 11132 | Material | N | N | N | ""
8661 | 129065-0000 | Pekerjaan Konstruksi Pondasi Tower Transmisi Type TSP15 Class 2 Pad and Chimney with Piled | Transmission Tower Foundation Construction Work Type TSP15 Class 2 Pad and Chimney with Piled | 2013-10-04 11:02:29 | 0 | Twr | 0 | 0000 | IDR | General | 0 | 11132 | Material | N | N | N | ""
8662 | 129066-0000 | Pekerjaan Konstruksi Pondasi Tower Transmisi Type TSP15 Class 3 Pad and Chimney with Piled | Transmission Tower Foundation Construction Work Type TSP15 Class 3 Pad and Chimney with Piled | 2013-10-04 11:03:04 | 0 | Twr | 0 | 0000 | IDR | General | 0 | 11132 | Material | N | N | N | ""
8663 | 129067-0000 | Pekerjaan Konstruksi Pondasi Tower Transmisi Type TSP15 Class 5 Pad and Chimney (Enlarged) or Raft with Piled | Transmission Tower Foundation Construction Work Type TSP15 Class 5 Pad and Chimney (Enlarged) or Raft with Piled | 2013-10-04 11:03:36 | 0 | Twr | 0 | 0000 | IDR | General | 0 | 11132 | Material | N | N | N | ""
8664 | 129068-0000 | Pekerjaan Konstruksi Pondasi Tower Transmisi Type TSP30 Class 2 Pad and Chimney with Piled | Transmission Tower Foundation Construction Work Type TSP30 Class 2 Pad and Chimney with Piled | 2013-10-04 11:04:21 | 0 | Twr | 0 | 0000 | IDR | General | 0 | 11132 | Material | N | N | N | ""
8665 | 129069-0000 | Pekerjaan Konstruksi Pondasi Tower Transmisi Type TSP30 Class 3 Pad and Chimney with Piled | Transmission Tower Foundation Construction Work Type TSP30 Class 3 Pad and Chimney with Piled | 2013-10-04 11:04:54 | 0 | Twr | 0 | 0000 | IDR | General | 0 | 11132 | Material | N | N | N | ""
8666 | 129070-0000 | Pekerjaan Konstruksi Pondasi Tower Transmisi Type TSP60 Class 3 Pad and Chimney with Piled | Transmission Tower Foundation Construction Work Type TSP60 Class 3 Pad and Chimney with Piled | 2013-10-04 11:05:26 | 0 | Twr | 0 | 0000 | IDR | General | 0 | 11132 | Material | N | N | N | ""
11737 | 129407-0000 | Pekerjaan Lain-2 (area tidak terjangkau) | Other Work-2 (area not covered) | 2021-01-15 15:47:50 | 0 | M2 | 0 | 0000 |  | General | 0 | 0 | Material | N | N | N | ""
11736 | 129406-0000 | Pekerjaan Lain2 (tambahan harga /10 lt) | Other Work (additional price / 10 lt) | 2021-01-15 15:44:57 | 0 | M2 | 1000 | 0000 | IDR | General | 0 | 0 | Material | N | N | N | ""
11739 | 129409-0000 | Pekerjaan Lain-lain (Gerindra) | Other Work (Gerindra) | 2021-01-15 15:53:26 | 0 | M2 | 500 | 0000 | IDR | General | 0 | 0 | Material | N | N | N | ""
11474 | 129370-0000 | Pekerjaan List Plafond | Ceiling List Work | 2019-09-02 22:21:19 | 0 | Mtr | 10000 | 0000 | IDR | General | 0 | 0 | Material | N | N | N | ""
10139 | 111355-0000 | Pekerjaan Mainhole Plafond | Mainhole Ceiling Work | 2016-02-01 17:31:26 | 0 | Pcs | 0 | 0000 |  | General | 0 | 0 | Material | N | N | N | ""
7908 | 121110-0000 | Pekerjaan Memasang Badkip Fiberglass | Fiberglass Badkip Installation Work |  | 0 | Service | 0 | Set | "" | "" | 0 | 0 | Material | N | N | N
7907 | 121109-0000 | Pekerjaan Memasang Badkip Porselen | Porcelain Badkip Installation Work |  | 0 | Service | 0 | Set | "" | "" | 0 | 0 | Material | N | N | N
7909 | 121111-0000 | Pekerjaan Memasang Bak Cuci Piring Stainles Steel | Stainless Steel Sink Installation Work |  | 0 | Service | 1900000 | Set | IDR | "" | 0 | 0 | Material | N | N | N
7905 | 121107-0000 | Pekerjaan Memasang Bak Mandi Fiberglass, volume 0.30 m3 | Fiberglass Bathtub Installation Work, volume 0.30 m3 |  | 0 | Service | 0 | Set | "" | "" | 0 | 0 | Material | N | N | N
7906 | 121108-0000 | Pekerjaan Memasang Bak Mandi Fiberglass, volume 1.00 m3 | Fiberglass Bathtub Installation Work, volume 1.00 m3 |  | 0 | Service | 0 | Set | "" | "" | 0 | 0 | Material | N | N | N
7903 | 121105-0000 | Pekerjaan Memasang Bak Mandi Teraso, volume 0.30 m3 | Terrazzo Bathtub Installation Work, volume 0.30 m3 |  | 0 | Service | 0 | Set | "" | "" | 0 | 0 | Material | N | N | N
7904 | 121106-0000 | Pekerjaan Memasang Bak Mandi Teraso, volume 1.00 m3 | Terrazzo Bathtub Installation Work, volume 1.00 m3 |  | 0 | Service | 0 | Set | "" | "" | 0 | 0 | Material | N | N | N
7927 | 121129-0000 | Pekerjaan Memasang Floor Drain | Floor Drain Installation Work |  | 0 | Service | 55000 | Set | IDR | "" | 0 | 0 | Material | N | N | N
7899 | 121101-0000 | Pekerjaan Memasang Kloset Duduk / Monoblok | Work of Installing a Sitting Toilet / Monoblock |  | 0 | Service | 114000 | Set | IDR | "" | 0 | 0 | Material | N | N | N
7900 | 121102-0000 | Pekerjaan Memasang Kloset Jongkok Porselen | Porcelain Squat Toilet Installation Work |  | 0 | Service | 0 | Set | "" | "" | 0 | 0 | Material | N | N | N
7926 | 121128-0000 | Pekerjaan Memasang Kran diameter 3/4 inch atau 1/2 inch | Work on installing a 3/4 inch or 1/2 inch diameter faucet |  | 0 | Service | 0 | Set | "" | "" | 0 | 0 | Material | N | N | N
7925 | 121127-0000 | Pekerjaan Memasang Pipa Beton diameter 30 cm - 100 cm | Concrete Pipe Installation Work with a diameter of 30 cm - 100 cm |  | 0 | Service | 36000 | Mtr | IDR | "" | 0 | 0 | Material | N | N | N
7924 | 121126-0000 | Pekerjaan Memasang Pipa Beton diameter 5 cm - 20 cm | Concrete Pipe Installation Work with a diameter of 5 cm - 20 cm |  | 0 | Service | 0 | Mtr | "" | "" | 0 | 0 | Material | N | N | N
7912 | 121114-0000 | Pekerjaan Memasang Pipa Galvanis diameter 1 inch | Work of installing 1 inch diameter galvanized pipe |  | 0 | Service | 0 | Mtr | "" | "" | 0 | 0 | Material | N | N | N
7910 | 121112-0000 | Pekerjaan Memasang Pipa Galvanis diameter 1/2 inch | Galvanized Pipe Installation Work with a diameter of 1/2 inch |  | 0 | Service | 0 | Mtr | "" | "" | 0 | 0 | Material | N | N | N
7913 | 121115-0000 | Pekerjaan Memasang Pipa Galvanis diameter 11/2 inch | Galvanized Pipe Installation Work with a diameter of 1 1/2 inches |  | 0 | Service | 0 | Mtr | "" | "" | 0 | 0 | Material | N | N | N
7914 | 121116-0000 | Pekerjaan Memasang Pipa Galvanis diameter 3 inch | Work of installing 3 inch diameter galvanized pipes |  | 0 | Service | 0 | Mtr | "" | "" | 0 | 0 | Material | N | N | N
7911 | 121113-0000 | Pekerjaan Memasang Pipa Galvanis diameter 3/4 inch | Work of installing 3/4 inch diameter galvanized pipes |  | 0 | Service | 0 | Mtr | "" | "" | 0 | 0 | Material | N | N | N
7915 | 121117-0000 | Pekerjaan Memasang Pipa Galvanis diameter 4 inch | Work of installing 4 inch diameter galvanized pipes |  | 0 | Service | 0 | Mtr | "" | "" | 0 | 0 | Material | N | N | N
7918 | 121120-0000 | Pekerjaan Memasang Pipa PVC tipe AW diameter 1 inch | Work on installing PVC pipe type AW with a diameter of 1 inch |  | 0 | Service | 0 | Mtr | "" | "" | 0 | 0 | Material | N | N | N
7916 | 121118-0000 | Pekerjaan Memasang Pipa PVC tipe AW diameter 1/2 inch | Work on installing PVC pipes, type AW, diameter 1/2 inch |  | 0 | Service | 0 | Mtr | "" | "" | 0 | 0 | Material | N | N | N
7919 | 121121-0000 | Pekerjaan Memasang Pipa PVC tipe AW diameter 11/2 inch | Work on installing PVC pipe type AW with a diameter of 11/2 inches |  | 0 | Service | 57000 | Mtr | IDR | "" | 0 | 0 | Material | N | N | N
7920 | 121122-0000 | Pekerjaan Memasang Pipa PVC tipe AW diameter 2 inch | Work on installing PVC pipes, type AW, diameter 2 inches |  | 0 | Service | 0 | Mtr | "" | "" | 0 | 0 | Material | N | N | N
7921 | 121123-0000 | Pekerjaan Memasang Pipa PVC tipe AW diameter 21/2 inch | Work on installing PVC pipe type AW with a diameter of 21/2 inches |  | 0 | Service | 0 | Mtr | "" | "" | 0 | 0 | Material | N | N | N
7922 | 121124-0000 | Pekerjaan Memasang Pipa PVC tipe AW diameter 3 inch | Work on installing PVC pipes, type AW, diameter 3 inches |  | 0 | Service | 55000 | Mtr | IDR | "" | 0 | 0 | Material | N | N | N
7917 | 121119-0000 | Pekerjaan Memasang Pipa PVC tipe AW diameter 3/4 inch | Work on installing PVC pipes, type AW, diameter 3/4 inch |  | 0 | Service | 0 | Mtr | "" | "" | 0 | 0 | Material | N | N | N
7923 | 121125-0000 | Pekerjaan Memasang Pipa PVC tipe AW diameter 4 inch | Work on installing 4 inch diameter AW type PVC pipes |  | 0 | Service | 2850 | Mtr | IDR | "" | 0 | 0 | Material | N | N | N
7780 | 123033-0000 | Pekerjaan Memasang PVC Waterstop lebar 150 mm | PVC Waterstop Installation Work 150 mm wide |  | 0 | Service | 0 | Mtr | "" | "" | 0 | 0 | Material | N | N | N
7781 | 123034-0000 | Pekerjaan Memasang PVC Waterstop lebar 200 mm | Work of installing 200 mm wide PVC Waterstop |  | 0 | Service | 45000 | Mtr | IDR | "" | 0 | 0 | Material | N | N | N
7782 | 123035-0000 | Pekerjaan Memasang PVC Waterstop lebar 230 mm | PVC Waterstop Installation Work 230 mm wide |  | 0 | Service | 0 | Mtr | "" | "" | 0 | 0 | Material | N | N | N
7783 | 123036-0000 | Pekerjaan Memasang PVC Waterstop lebar 250 mm | PVC Waterstop Installation Work 250 mm wide |  | 0 | Service | 0 | Mtr | "" | "" | 0 | 0 | Material | N | N | N
7784 | 123037-0000 | Pekerjaan Memasang PVC Waterstop lebar 300 mm | PVC Waterstop Installation Work 300 mm wide |  | 0 | Service | 0 | Mtr | "" | "" | 0 | 0 | Material | N | N | N
7785 | 123038-0000 | Pekerjaan Memasang PVC Waterstop lebar 320 mm | PVC Waterstop Installation Work 320 mm wide |  | 0 | Service | 0 | Mtr | "" | "" | 0 | 0 | Material | N | N | N
7901 | 121103-0000 | Pekerjaan Memasang Urinoir Porselen | Porcelain Urinal Installation Work |  | 0 | Service | 0 | Set | "" | "" | 0 | 0 | Material | N | N | N
7902 | 121104-0000 | Pekerjaan Memasang Wastafel | Sink Installation Job |  | 0 | Service | 0 | Set | "" | "" | 0 | 0 | Material | N | N | N
7793 | 124008-0000 | Pekerjaan Membuat Beton (Site Mix) 1 Pc : 1.5Ps : 2.5 Split | Concrete Making Work (Site Mix) 1 Pc : 1.5Ps : 2.5 Split |  | 0 | Service | 0 | M3 | "" | "" | 0 | 0 | Material | N | N | N
7792 | 124007-0000 | Pekerjaan Membuat Beton (Site Mix) 1 Pc : 1.5Ps : 3 Split | Concrete Making Work (Site Mix) 1 Pc : 1.5Ps : 3 Split |  | 0 | Service | 0 | M3 | "" | "" | 0 | 0 | Material | N | N | N
7794 | 124009-0000 | Pekerjaan Membuat Beton (Site Mix) 1 Pc : 1Ps : 1 Split | Concrete Making Work (Site Mix) 1 Pc : 1 Ps : 1 Split |  | 0 | Service | 0 | M3 | "" | "" | 0 | 0 | Material | N | N | N
7790 | 124005-0000 | Pekerjaan Membuat Beton (Site Mix) 1 Pc : 2Ps : 3 Split | Concrete Making Work (Site Mix) 1 Pc : 2Ps : 3 Split |  | 0 | Service | 350000 | M3 | IDR | "" | 300000 | 0 | Material | N | N | N
7791 | 124006-0000 | Pekerjaan Membuat Beton (Site Mix) 1 Pc : 2Ps : 4 Split | Concrete Making Work (Site Mix) 1 Pc : 2Ps : 4 Split |  | 0 | Service | 600000 | M3 | IDR | "" | 0 | 0 | Material | N | N | N
8279 | 124024-0000 | Pekerjaan Membuat Beton Bertulang 1Pc, 2 Ps, 3 Split dengan (125 kg Pembesian) | Reinforced Concrete Making Work 1Pc, 2 Ps, 3 Split with (125 kg of Reinforcement) | 2013-08-01 09:41:32 | 0 | M3 | 0 | 0000 | IDR | General | 0 | 10101 | Material | N | N | N | ""
8253 | 124023-0000 | Pekerjaan Membuat Beton Bertulang 1Pc,2 Ps,3 Split dengan (125 kg Pembesian) | Reinforced Concrete Making Work 1Pc, 2 Ps, 3 Split with (125 kg of Reinforcement) | 2013-07-28 09:41:35 | 0 | M3 | 0 | 0000 | IDR | General | 0 | 9991 | Material | N | N | N | ""
7795 | 124010-0000 | Pekerjaan Membuat Beton Kedap Air dengan Strorox - 100 | Waterproofing Concrete with Strorox - 100 |  | 0 | Service | 0 | M3 | "" | "" | 0 | 0 | Material | N | N | N
7786 | 124001-0000 | Pekerjaan Membuat Lantai Kerja Beton Tumbuk 1 Pc : 3 Ps : 5 Krl | Work on Making a Concrete Work Floor 1 Pc : 3 Ps : 5 Krl |  | 0 | Service | 45000 | M2 | IDR | "" | 0 | 0 | Material | N | N | N
7787 | 124002-0000 | Pekerjaan Membuat Lantai Kerja Beton Tumbuk 1 Pc : 3 Ps : 6 Krl | Work on Making a Concrete Work Floor 1 Pc : 3 Ps : 6 Krl |  | 0 | Service | 0 | M3 | "" | "" | 0 | 0 | Material | N | N | N
7788 | 124003-0000 | Pekerjaan Membuat Lantai Kerja Beton Tumbuk 1 Pc : 4 Ps : 6 Krl | Work on Making a Concrete Work Floor 1 Pc : 4 Ps : 6 Krl |  | 0 | Service | 0 | M3 | "" | "" | 0 | 0 | Material | N | N | N
12670 | 129471-0000 | Pekerjaan Membuat Lantai Kerja Beton Tumbuk 1 PC, 3 Sand, 5 Split | Work on Making a Work Floor from 1 PC, 3 Sand, 5 Split Concrete | 2025-06-24 18:11:43 | 0 | M3 | 41984 | 0000 | IDR | General | 0 | 0 | Material | N | N | N | ""
7789 | 124004-0000 | Pekerjaan Membuat Tiang Pancang Prestressed Beton | Prestressed Concrete Pile Making Work |  | 0 | Service | 0 | M3 | "" | "" | 0 | 0 | Material | N | N | N
9331 | 129107-0000 | Pekerjaan Menara pemantau | Watchtower Work | 2014-06-13 14:29:52 | 0 | Unit | 0 | 0000 | IDR | General | 0 | 0 | Material | N | N | N | ""
7958 | 121160-0000 | Pekerjaan Mendempul dan Menggosok Kayu | Wood Puttying and Polishing Work |  | 0 | Service | 0 | M2 | "" | "" | 0 | 0 | Material | N | N | N
7959 | 121161-0000 | Pekerjaan Mengecatan Bidang Kayu Baru ( 1 Lapis Plamir ), 1 Lapis Cat Dasar, 2 Lapis Cat Penutup | Painting Work on New Wood Surface (1 Layer of Putty), 1 Layer of Base Paint, 2 Layers of Top Paint |  | 0 | Service | 0 | M2 | "" | "" | 0 | 0 | Material | N | N | N
7951 | 121153-0000 | Pekerjaan Mengerok Karat dan Cat Lama dengan Sand blasting dgn Tingkat Kebersihan Sa 21/2. | Rust and Old Paint Scraping Work with Sand Blasting with Cleanliness Level Sa 21/2. |  | 0 | Service | 0 | M2 | "" | "" | 0 | 0 | Material | N | N | N
7950 | 121152-0000 | Pekerjaan Mengerok Karat dan Cat Lama Permukaan Baja dengan Cara Manual | Manual Scraping of Rust and Old Paint from Steel Surfaces |  | 0 | Service | 0 | M2 | "" | "" | 0 | 0 | Material | N | N | N
7947 | 121149-0000 | Pekerjaan Mengikis / Mengerok Permukaan Cat Tembok Lama | Scraping / Scraping the Surface of Old Wall Paint |  | 0 | Service | 0 | M2 | "" | "" | 0 | 0 | Material | N | N | N
9107 | 129083-0000 | Pekerjaan metal work gates | Metal work gates work | 2014-03-14 16:27:15 | 0 | Ls | 0 | 0000 | IDR | General | 0 | 11633 | Material | N | N | N | ""
12225 | 129450-0000 | Pekerjaan Pasang & Bongkar Bekisting | Formwork Installation & Dismantling Work | 2023-03-25 16:33:12 | 0 | M2 | 85000 | 0000 | IDR | General | 0 | 0 | Material | N | N | N | ""
11730 | 129400-0000 | Pekerjaan Pasang & Bongkar Bekisting Horizontal | Horizontal Formwork Installation & Dismantling Work | 2021-01-15 15:23:40 | 0 | M2 | 40000 | 0000 | IDR | General | 0 | 0 | Material | N | N | N | ""
11731 | 129401-0000 | Pekerjaan Pasang & Bongkar Bekisting Kepalan (kepala kolom, RW, CW dll) | Formwork Installation & Dismantling Work (column heads, RW, CW, etc.) | 2021-01-15 15:27:11 | 0 | M2 | 80000 | 0000 | IDR | General | 0 | 0 | Material | N | N | N | ""
11733 | 129403-0000 | Pekerjaan Pasang & Bongkar Bekisting Perancah di atas 5 m | Scaffolding Formwork Installation & Dismantling Work above 5 m | 2021-01-15 15:34:28 | 0 | M2 | 5000 | 0000 | IDR | General | 0 | 0 | Material | N | N | N | ""
11732 | 129402-0000 | Pekerjaan Pasang & Bongkar Bekisting shaft, gutter, block out,openning, stop cor,drop elevasi | Installation & Dismantling of Shaft Formwork, Gutter, Block Out, Opening, Stop Casting, Drop Elevation | 2021-01-15 15:30:46 | 0 | M2 | 25000 | 0000 | IDR | General | 0 | 0 | Material | N | N | N | ""
11729 | 129399-0000 | Pekerjaan Pasang & Bongkar Bekisting Vertikal Diding, Parapet | Installation and Dismantling of Vertical Wall and Parapet Formwork | 2021-01-15 15:19:54 | 0 | M2 | 38500 | 0000 | IDR | General | 0 | 0 | Material | N | N | N | ""
11728 | 129398-0000 | Pekerjaan Pasang & BongkarBekisting vertikal (kecuali dinding dan parapet) | Installation & Dismantling of Vertical Formwork (except walls and parapets) | 2021-01-15 15:15:27 | 0 | M2 | 31500 | 0000 | IDR | General | 0 | 0 | Material | N | N | N | ""
9329 | 129105-0000 | Pekerjaan pasang bronjong batas tanah warga di atas bendung | Work on installing gabions on residents' land boundaries above the dam | 2014-06-13 14:27:32 | 0 | M3 | 0 | 0000 | IDR | General | 0 | 0 | Material | N | N | N | ""
9328 | 129104-0000 | Pekerjaan pasang bronjong pada sisi sungai di atas bendung | Work on installing gabions on the river side above the dam | 2014-06-13 14:25:58 | 0 | M3 | 0 | 0000 | IDR | General | 0 | 0 | Material | N | N | N | ""
9330 | 129106-0000 | Pekerjaan pasang bronjong perkuatan tanah area disposal Cross Drain-A | Work on installing gabions to strengthen the soil in the Cross Drain-A disposal area | 2014-06-13 14:28:37 | 0 | M3 | 0 | 0000 | IDR | General | 0 | 0 | Material | N | N | N | ""
7938 | 121140-0000 | Pekerjaan Pasang Door Closer | Door Closer Installation Work |  | 0 | Service | 0 | Pcs | "" | "" | 0 | 0 | Material | N | N | N
7941 | 121143-0000 | Pekerjaan Pasang Door Stop | Door Stop Installation Work |  | 0 | Service | 0 | Pcs | "" | "" | 0 | 0 | Material | N | N | N
7935 | 121137-0000 | Pekerjaan Pasang Engsel Angin | Wind Hinge Installation Work |  | 0 | Service | 0 | Pcs | "" | "" | 0 | 0 | Material | N | N | N
7934 | 121136-0000 | Pekerjaan Pasang Engsel Jendela Kupu - kupu | Butterfly Window Hinge Installation Work |  | 0 | Service | 0 | Pcs | "" | "" | 0 | 0 | Material | N | N | N
7933 | 121135-0000 | Pekerjaan Pasang Engsel Pintu | Door Hinge Installation Work |  | 0 | Service | 0 | Pcs | "" | "" | 0 | 0 | Material | N | N | N
7946 | 121148-0000 | Pekerjaan Pasang Kaca, tebal 12 mm | Glass Installation Work, 12 mm thick |  | 0 | Service | 0 | M2 | "" | "" | 0 | 0 | Material | N | N | N
7943 | 121145-0000 | Pekerjaan Pasang Kaca, tebal 3 mm | Glass Installation Work, 3 mm thick |  | 0 | Service | 30000 | M2 | IDR | "" | 0 | 0 | Material | N | N | N
7944 | 121146-0000 | Pekerjaan Pasang Kaca, tebal 5 mm | Glass Installation Work, 5 mm thick |  | 0 | Service | 0 | M2 | "" | "" | 0 | 0 | Material | N | N | N
7945 | 121147-0000 | Pekerjaan Pasang Kaca, tebal 8 mm | Glass Installation Work, 8 mm thick |  | 0 | Service | 0 | M2 | "" | "" | 0 | 0 | Material | N | N | N
7937 | 121139-0000 | Pekerjaan Pasang Kait angin | Wind Hook Installation Work |  | 0 | Service | 0 | Pcs | "" | "" | 0 | 0 | Material | N | N | N
7931 | 121133-0000 | Pekerjaan Pasang Kunci Handle | Handle Lock Installation Work |  | 0 | Service | 62234 | Set | IDR | "" | 0 | 0 | Material | N | N | N
7930 | 121132-0000 | Pekerjaan Pasang Kunci Handle Anti Panic Door | Anti-Panic Door Handle Lock Installation Work |  | 0 | Service | 5000 | Set | IDR | "" | 0 | 0 | Material | N | N | N
7939 | 121141-0000 | Pekerjaan Pasang Kunci Selot | Latch Lock Installation Job |  | 0 | Service | 0 | Pcs | "" | "" | 0 | 0 | Material | N | N | N
7932 | 121134-0000 | Pekerjaan Pasang Kunci Silinder | Cylinder Lock Installation Work |  | 0 | Service | 0 | Set | "" | "" | 0 | 0 | Material | N | N | N
7940 | 121142-0000 | Pekerjaan Pasang Pegangan Pintu / Door Holder | Door Handle / Door Holder Installation Work |  | 0 | Service | 0 | Set | "" | "" | 0 | 0 | Material | N | N | N
9913 | 323131-0000 | pekerjaan Pasang press klem utk GSW 55 | Installation of press clamps for GSW 55 | 2015-06-19 14:54:07 | 0 | Pcs | 260000 | 0000 | IDR | General | 0 | 0 | Material | N | N | N | ""
7942 | 121144-0000 | Pekerjaan Pasang Rel Pintu Dorong | Push Door Rail Installation Work |  | 0 | Service | 0 | Set | "" | "" | 0 | 0 | Material | N | N | N
7936 | 121138-0000 | Pekerjaan Pasang Spring Knip | Spring Knip Installation Work |  | 0 | Service | 0 | Pcs | "" | "" | 0 | 0 | Material | N | N | N
7875 | 127017-0000 | Pekerjaan Pasangan Alluminium Foil / Sisalation | Aluminum Foil / Sisalation Pairing Work |  | 0 | Service | 0 | M2 | "" | "" | 0 | 0 | Material | N | N | N
7864 | 127006-0000 | Pekerjaan Pasangan Atap Asbes Gelombang | Corrugated Asbestos Roofing Work |  | 0 | Service | 0 | M2 | "" | "" | 0 | 0 | Material | N | N | N
7866 | 127008-0000 | Pekerjaan Pasangan Atap Fiber Glass/ Acrilic Gelombang | Fiberglass/Corrugated Acrylic Roof Installation Work |  | 0 | Service | 0 | M2 | "" | "" | 0 | 0 | Material | N | N | N
7861 | 127003-0000 | Pekerjaan Pasangan Atap Genteng Beton | Concrete Roof Tile Installation Work |  | 0 | Service | 0 | M2 | "" | "" | 0 | 0 | Material | N | N | N
7862 | 127004-0000 | Pekerjaan Pasangan Atap Genteng GRC | GRC Roof Tile Installation Work |  | 0 | Service | 3500312.5 | M2 | IDR | "" | 0 | 0 | Material | N | N | N
7860 | 127002-0000 | Pekerjaan Pasangan Atap Genteng Keramik Kodok/ Ukuran Besar | Large Size Frog Ceramic Tile Roof Installation Work |  | 0 | Service | 0 | M2 | "" | "" | 0 | 0 | Material | N | N | N
7859 | 127001-0000 | Pekerjaan Pasangan Atap Genteng Keramik Palentong/ Ukuran Kecil | Palentong Ceramic Roof Tile Installation Work/Small Size |  | 0 | Service | 0 | M2 | "" | "" | 0 | 0 | Material | N | N | N
7865 | 127007-0000 | Pekerjaan Pasangan Atap Metal/ Seng Gelombang | Metal Roofing/Corrugated Iron Roofing Work |  | 0 | Service | 25000 | M2 | IDR | "" | 0 | 0 | Material | N | N | N
7863 | 127005-0000 | Pekerjaan Pasangan Atap Sirap | Shingle Roof Installation Work |  | 0 | Service | 0 | M2 | "" | "" | 0 | 0 | Material | N | N | N
7750 | 123003-0000 | Pekerjaan Pasangan Bata Merah 1Pc : 3Ps 1 Bata | Red Brick Laying Work 1Pc : 3Ps 1 Brick |  | 0 | Service | 50000 | M2 | IDR | "" | 0 | 0 | Material | N | N | N
7752 | 123005-0000 | Pekerjaan Pasangan Bata Merah 1Pc : 3Ps 1/2 Bata | Red Brick Laying Work 1Pc : 3Ps 1/2 Brick |  | 0 | Service | 0 | M2 | "" | "" | 0 | 0 | Material | N | N | N
7751 | 123004-0000 | Pekerjaan Pasangan Bata Merah 1Pc : 5Ps 1 Bata | Red Brick Laying Work 1Pc : 5Ps 1 Brick |  | 0 | Service | 0 | M2 | "" | "" | 0 | 0 | Material | N | N | N
7753 | 123006-0000 | Pekerjaan Pasangan Bata Merah 1Pc : 5Ps 1/2 Bata | Red Brick Laying Work 1Pc : 5Ps 1/2 Brick |  | 0 | Service | 0 | M2 | "" | "" | 0 | 0 | Material | N | N | N
7748 | 123001-0000 | Pekerjaan Pasangan Batu kali 1 Pc : 3Ps | River Stone Masonry Work 1 Pc : 3Ps |  | 0 | Service | 250000 | M3 | IDR | "" | 0 | 0 | Material | N | N | N
7749 | 123002-0000 | Pekerjaan Pasangan Batu kali 1 Pc : 5Ps | River Stone Masonry Work 1 Pc : 5Ps |  | 0 | Service | 0 | M3 | "" | "" | 0 | 0 | Material | N | N | N
11725 | 129395-0000 | Pekerjaan Pasangan Bekisting Horizontal (convensional, Side & Boat Beam) | Horizontal Formwork Work (conventional, Side & Boat Beam) | 2021-01-15 14:52:35 | 0 | M2 | 10000 | 0000 | IDR | General | 0 | 0 | Material | N | N | N | ""
11726 | 129396-0000 | Pekerjaan Pasangan Bekisting Horizontgal Table Form (Balok & Plat Full System) | Horizontal Table Formwork (Full System Beams & Plates) | 2021-01-15 14:59:23 | 0 | M2 | 15000 | 0000 | IDR | General | 0 | 0 | Material | N | N | N | ""
11727 | 129397-0000 | Pekerjaan Pasangan Bekisting Shaft, Gutter, Blockout, Openning, Stop Cor, Drop Elevasi,Plat Form (lantai kerja CW/SW) | Shaft Formwork, Gutter, Blockout, Openning, Stop Casting, Drop Elevation, Plate Form (CW/SW work floor) | 2021-01-15 15:07:37 | 0 | M2 | 120000 | 0000 | IDR | General | 0 | 0 | Material | N | N | N | ""
7799 | 124014-0000 | Pekerjaan Pasangan Bekisting Umum | General Formwork Work |  | 0 | Service | 35000 | M2 | IDR | "" | 0 | 0 | Material | N | N | N
7804 | 124019-0000 | Pekerjaan Pasangan Bekisting untuk Balok | Formwork Work for Beams |  | 0 | Service | 2400000 | M2 | IDR | "" | 0 | 0 | Material | N | N | N
7806 | 124021-0000 | Pekerjaan Pasangan Bekisting untuk Dinding | Formwork Work for Walls |  | 0 | Service | 10000 | M2 | IDR | "" | 0 | 0 | Material | N | N | N
7803 | 124018-0000 | Pekerjaan Pasangan Bekisting untuk Kolom | Formwork Work for Columns |  | 0 | Service | 20000 | M2 | IDR | "" | 0 | 0 | Material | N | N | N
11764 | 129420-0000 | Pekerjaan Pasangan Bekisting untuk Pilecap | Formwork Work for Pilecap | 2021-02-02 17:09:41 | 0 | M2 | 8500 | 0000 | IDR | General | 0 | 0 | Material | N | N | N | ""
7801 | 124016-0000 | Pekerjaan Pasangan Bekisting untuk Pondasi | Formwork Work for Foundation |  | 0 | Service | 35000 | M2 | IDR | "" | 30000 | 0 | Material | N | N | N
7802 | 124017-0000 | Pekerjaan Pasangan Bekisting untuk Sloof | Formwork Work for Sloof |  | 0 | Service | 0 | M2 | "" | "" | 0 | 0 | Material | N | N | N
7807 | 124022-0000 | Pekerjaan Pasangan Bekisting untuk Tangga | Formwork Work for Stairs |  | 0 | Service | 44500 | M2 | IDR | "" | 0 | 0 | Material | N | N | N
7835 | 126005-0000 | Pekerjaan Pasangan Bouvenlight Kayu Standar | Standard Wood Bouvenlight Pair Work |  | 0 | Service | 100000 | Pcs | IDR | "" | 0 | 0 | Material | N | N | N
7871 | 127013-0000 | Pekerjaan Pasangan Bubung Atap Asbes | Asbestos Roof Roofing Work |  | 0 | Service | 0 | Mtr | "" | "" | 0 | 0 | Material | N | N | N
7874 | 127016-0000 | Pekerjaan Pasangan Bubung Atap Fiber Glass/ Acrilic | Fiberglass/Acrylic Roof Roof Installation Work |  | 0 | Service | 0 | Mtr | "" | "" | 0 | 0 | Material | N | N | N
7872 | 127014-0000 | Pekerjaan Pasangan Bubung Atap GRC | GRC Roof Roofing Installation Work |  | 0 | Service | 0 | Mtr | "" | "" | 0 | 0 | Material | N | N | N
7873 | 127015-0000 | Pekerjaan Pasangan Bubung Atap Metal/ Seng | Metal/Zinc Roof Roofing Work |  | 0 | Service | 0 | Mtr | "" | "" | 0 | 0 | Material | N | N | N
7869 | 127011-0000 | Pekerjaan Pasangan Bubung Genteng Beton | Concrete Roof Tile Installation Work |  | 0 | Service | 0 | Mtr | "" | "" | 0 | 0 | Material | N | N | N
7868 | 127010-0000 | Pekerjaan Pasangan Bubung Genteng Keramik Kodok | Frog Ceramic Roof Tile Roof Pair Work |  | 0 | Service | 0 | Mtr | "" | "" | 0 | 0 | Material | N | N | N
7867 | 127009-0000 | Pekerjaan Pasangan Bubung Genteng Keramik Palentong | Palentong Ceramic Roof Tile Installation Work |  | 0 | Service | 0 | Mtr | "" | "" | 0 | 0 | Material | N | N | N
7870 | 127012-0000 | Pekerjaan Pasangan Bubung Sirap Kayu | Wood Shingle Roofing Work |  | 0 | Service | 0 | Mtr | "" | "" | 0 | 0 | Material | N | N | N
7838 | 126008-0000 | Pekerjaan Pasangan Daun Jendela dan Kaca Standar 1 (Kecil) | Standard Window and Glass Installation Work 1 (Small) |  | 0 | Service | 0 | Pcs | "" | "" | 0 | 0 | Material | N | N | N
7839 | 126009-0000 | Pekerjaan Pasangan Daun Jendela dan Kaca Standar 2 (Besar) | Standard Window and Glass Installation Work 2 (Large) |  | 0 | Service | 0 | Pcs | "" | "" | 0 | 0 | Material | N | N | N
7837 | 126007-0000 | Pekerjaan Pasangan Daun Pintu Kayu (Double Swing) | Wooden Door Leaf Pairing Work (Double Swing) |  | 0 | Service | 0 | Pcs | "" | "" | 0 | 0 | Material | N | N | N
7836 | 126006-0000 | Pekerjaan Pasangan Daun Pintu Kayu (Single Swing) | Wooden Door Leaf Pairing Work (Single Swing) |  | 0 | Service | 0 | Pcs | "" | "" | 0 | 0 | Material | N | N | N
7826 | 125019-0000 | Pekerjaan Pasangan Dinding Bata Klinker 5 x 5 x 24 cm | Clinker Brick Wall Installation Work 5 x 5 x 24 cm |  | 0 | Service | 45000 | M2 | IDR | "" | 0 | 0 | Material | N | N | N
7827 | 125020-0000 | Pekerjaan Pasangan Dinding Batu Paros | Paros Stone Wall Installation Work |  | 0 | Service | 0 | M2 | "" | "" | 0 | 0 | Material | N | N | N
7828 | 125021-0000 | Pekerjaan Pasangan Dinding Batu Tempel Arsitektur | Architectural Stone Wall Cladding Work |  | 0 | Service | 0 | M2 | "" | "" | 0 | 0 | Material | N | N | N
7824 | 125017-0000 | Pekerjaan Pasangan Dinding Keramik 20 x 25 cm, | Ceramic Wall Installation Work 20 x 25 cm, |  | 0 | Service | 20000 | M2 | IDR | "" | 0 | 0 | Material | N | N | N
7825 | 125018-0000 | Pekerjaan Pasangan Dinding Keramik 40 x 60 cm, | Ceramic Wall Installation Work 40 x 60 cm, |  | 0 | Service | 0 | M2 | "" | "" | 0 | 0 | Material | N | N | N
7830 | 125023-0000 | Pekerjaan Pasangan Floor Hardener | Floor Hardener Couple Job |  | 0 | M2 | 45000 | M2 | IDR | "" | 0 | 0 | Material | N | N | N
7840 | 126010-0000 | Pekerjaan Pasangan Jalusi/ Ventilasi Kayu dan Kaca Standar | Standard Wood and Glass Jalousie/Ventilation Installation Work |  | 0 | Service | 0 | Pcs | "" | "" | 0 | 0 | Material | N | N | N
7887 | 129007-0000 | Pekerjaan Pasangan Jendela Besi Tahan Api dan Rangka | Fireproof Iron Window and Frame Installation Work |  | 0 | Service | 0 | M2 | "" | "" | 0 | 0 | Material | N | N | N
7885 | 129005-0000 | Pekerjaan Pasangan Jendela Besi/ Baja dan Rangka | Iron/Steel Window and Frame Installation Work |  | 0 | Service | 0 | M2 | "" | "" | 0 | 0 | Material | N | N | N
7894 | 129014-0000 | Pekerjaan Pasangan Jendela Kaca dan Frame Allumunium | Glass Window and Aluminum Frame Installation Work |  | 0 | Service | 800000 | M2 | IDR | "" | 0 | 0 | Material | N | N | N
7898 | 129018-0000 | Pekerjaan Pasangan Jendela Nako dan Tralis | Nako and Trellis Window Pairing Work |  | 0 | Service | 0 | M2 | "" | "" | 0 | 0 | Material | N | N | N
7843 | 126013-0000 | Pekerjaan Pasangan Kaso + Reng Atap Genteng Konvensional | Conventional Roof Tile Rafter and Batten Installation Work |  | 0 | Service | 0 | M2 | "" | "" | 0 | 0 | Material | N | N | N
7844 | 126014-0000 | Pekerjaan Pasangan Kaso + Reng Atap Sirap Kayu | Wooden Shingle Roof Rafter and Batten Installation Work |  | 0 | Service | 0 | M2 | "" | "" | 0 | 0 | Material | N | N | N
7896 | 129016-0000 | Pekerjaan Pasangan Kawat Harmonika (Chain Link) | Harmonica Wire Pair Work (Chain Link) |  | 0 | Service | 0 | M2 | "" | "" | 0 | 0 | Material | N | N | N
7897 | 129017-0000 | Pekerjaan Pasangan Kawat Kassa | Wire Mesh Couple Job |  | 0 | Service | 0 | M2 | "" | "" | 0 | 0 | Material | N | N | N
7841 | 126011-0000 | Pekerjaan Pasangan Konstruksi Atap Kuda-kuda Konvensional | Conventional Roof Truss Construction Work |  | 0 | Service | 0 | M3 | "" | "" | 0 | 0 | Material | N | N | N
7842 | 126012-0000 | Pekerjaan Pasangan Konstruksi Atap Kuda-kuda Truss | Truss Roof Construction Couple Work |  | 0 | Service | 0 | M3 | "" | "" | 0 | 0 | Material | N | N | N
7857 | 126027-0000 | Pekerjaan Pasangan Konstruksi Lantai Kayu | Wood Floor Construction Couple Work |  | 0 | Service | 0 | M3 | "" | "" | 0 | 0 | Material | N | N | N
7856 | 126026-0000 | Pekerjaan Pasangan Konstruksi Rangka Lantai Kayu | Wooden Floor Frame Construction Couple Work |  | 0 | Service | 0 | M3 | "" | "" | 0 | 0 | Material | N | N | N
7858 | 126028-0000 | Pekerjaan Pasangan Konstruksi Struktur Rangka Kayu | Timber Frame Structure Construction Couple Work |  | 0 | Service | 0 | M3 | "" | "" | 0 | 0 | Material | N | N | N
7892 | 129012-0000 | Pekerjaan Pasangan Kusen Allumunium | Aluminum Frame Installation Work |  | 0 | Service | 9010700 | Mtr | IDR | "" | 0 | 0 | Material | N | N | N
7833 | 126003-0000 | Pekerjaan Pasangan Kusen Jendela Kayu Standar 1 (Kecil) | Standard Wooden Window Frame Installation Work 1 (Small) |  | 0 | Service | 2500000 | Pcs | IDR | "" | 0 | 0 | Material | N | N | N
7834 | 126004-0000 | Pekerjaan Pasangan Kusen Jendela Kayu Standar 2 (Besar) | Standard 2 (Large) Wooden Window Frame Installation Work |  | 0 | Service | 0 | Pcs | "" | "" | 0 | 0 | Material | N | N | N
7832 | 126002-0000 | Pekerjaan Pasangan Kusen Pintu Kayu (Double Swing) | Wooden Door Frame Installation Work (Double Swing) |  | 0 | Service | 0 | Pcs | "" | "" | 0 | 0 | Material | N | N | N
7831 | 126001-0000 | Pekerjaan Pasangan Kusen Pintu Kayu (Single Swing) | Wooden Door Frame Installation Work (Single Swing) |  | 0 | Service | 0 | Pcs | "" | "" | 0 | 0 | Material | N | N | N
7877 | 128002-0000 | Pekerjaan Pasangan Langit - langit Akustik 6 mm | 6mm Acoustic Ceiling Pair Work |  | 0 | Service | 0 | M2 | "" | "" | 0 | 0 | Material | N | N | N
7880 | 128005-0000 | Pekerjaan Pasangan Langit - langit Asbes 6 mm | 6 mm Asbestos Ceiling Installation Work |  | 0 | Service | 0 | M2 | "" | "" | 0 | 0 | Material | N | N | N
7876 | 128001-0000 | Pekerjaan Pasangan Langit - langit Gypsum 6 mm | 6 mm Gypsum Ceiling Installation Work |  | 0 | Service | 88400 | M2 | IDR | "" | 0 | 0 | Material | N | N | N
7878 | 128003-0000 | Pekerjaan Pasangan Langit - langit Plywood 4 mm | 4mm Plywood Ceiling Installation Work |  | 0 | Service | 0 | M2 | "" | "" | 0 | 0 | Material | N | N | N
7879 | 128004-0000 | Pekerjaan Pasangan Langit - langit Plywood 6 mm | 6mm Plywood Ceiling Installation Work |  | 0 | Service | 0 | M2 | "" | "" | 0 | 0 | Material | N | N | N
7822 | 125015-0000 | Pekerjaan Pasangan Lantai Karpet | Carpet Flooring Couple Job |  | 0 | Service | 0 | M2 | "" | "" | 0 | 0 | Material | N | N | N
7813 | 125006-0000 | Pekerjaan Pasangan Lantai Marmer/ Tera, ukuran 40 x 40 cm | Marble/Terra Floor Installation Work, size 40 x 40 cm |  | 0 | Service | 0 | M2 | "" | "" | 0 | 0 | Material | N | N | N
7812 | 125005-0000 | Pekerjaan Pasangan Lantai Marmer/ Tera, ukuran 60 x 60 cm | Marble/Terra Floor Installation Work, size 60 x 60 cm |  | 0 | Service | 0 | M2 | "" | "" | 0 | 0 | Material | N | N | N
7821 | 125014-0000 | Pekerjaan Pasangan Lantai Parquet Jati | Teak Parquet Flooring Work |  | 0 | Service | 0 | M2 | "" | "" | 0 | 0 | Material | N | N | N
7811 | 125004-0000 | Pekerjaan Pasangan Lantai Ubin/ Keramik, ukuran 20 x 20 cm | Floor Tile/Ceramic Installation Work, size 20 x 20 cm |  | 0 | Service | 57000 | M2 | IDR | "" | 0 | 0 | Material | N | N | N
7810 | 125003-0000 | Pekerjaan Pasangan Lantai Ubin/ Keramik, ukuran 30 x 30 cm | Floor Tile/Ceramic Installation Work, size 30 x 30 cm |  | 0 | Service | 20000 | M2 | IDR | "" | 0 | 0 | Material | N | N | N
7809 | 125002-0000 | Pekerjaan Pasangan Lantai Ubin/ Keramik, ukuran 40 x 40 cm | Tile/Ceramic Floor Installation Work, size 40 x 40 cm |  | 0 | Service | 57000 | M2 | IDR | "" | 0 | 0 | Material | N | N | N
7808 | 125001-0000 | Pekerjaan Pasangan Lantai Ubin/ Keramik, ukuran 60 x 60 cm | Tile/Ceramic Floor Installation Work, size 60 x 60 cm |  | 0 | Service | 75000 | M2 | IDR | "" | 0 | 0 | Material | N | N | N
7820 | 125013-0000 | Pekerjaan Pasangan Lantai Vinyl Karet 30 x 30 cm | 30 x 30 cm Rubber Vinyl Flooring Installation Work |  | 0 | Service | 0 | M2 | "" | "" | 0 | 0 | Material | N | N | N
7851 | 126021-0000 | Pekerjaan Pasangan Lisplank Kayu, 1x( 3 x 20 ) cm | Wooden Lisplank Pairing Work, 1x( 3 x 20 ) cm |  | 0 | Service | 175000 | Mtr | IDR | "" | 0 | 0 | Material | N | N | N
7852 | 126022-0000 | Pekerjaan Pasangan Lisplank Kayu, 1x( 3 x 30 ) cm | Wooden Lisplank Pairing Work, 1x( 3 x 30 ) cm |  | 0 | Service | 0 | Mtr | "" | "" | 0 | 0 | Material | N | N | N
7853 | 126023-0000 | Pekerjaan Pasangan Lisplank Kayu, 2x( 3 x 20 ) cm | Wooden Lisplank Pairing Work, 2x( 3 x 20 ) cm |  | 0 | Service | 0 | Mtr | "" | "" | 0 | 0 | Material | N | N | N
7854 | 126024-0000 | Pekerjaan Pasangan Lisplank Kayu, 2x( 3 x 30 ) cm | Wooden Lisplank Pairing Work, 2x( 3 x 30 ) cm |  | 0 | Service | 0 | Mtr | "" | "" | 0 | 0 | Material | N | N | N
7855 | 126025-0000 | Pekerjaan Pasangan List Plapond Kayu Profile | Wooden Profile Ceiling List Pair Work |  | 0 | Service | 23000 | Mtr | IDR | "" | 0 | 0 | Material | N | N | N
7886 | 129006-0000 | Pekerjaan Pasangan Pintu Besi Tahan Api dan Rangka | Fireproof Iron Door and Frame Installation Work |  | 0 | Service | 15000 | M2 | IDR | "" | 0 | 0 | Material | N | N | N
7890 | 129010-0000 | Pekerjaan Pasangan Pintu Allumunium dan Rangka | Aluminum Door and Frame Installation Work |  | 0 | Service | 0 | M2 | "" | "" | 0 | 0 | Material | N | N | N
7884 | 129004-0000 | Pekerjaan Pasangan Pintu Besi/ Baja dan Rangka | Iron/Steel Door and Frame Installation Work |  | 0 | Service | 250000 | M2 | IDR | "" | 0 | 0 | Material | N | N | N
7888 | 129008-0000 | Pekerjaan Pasangan Pintu Gulung Besi (Rolling Door) dan Rangka | Rolling Door and Frame Installation Work |  | 0 | Service | 555555.56 | M2 | IDR | "" | 0 | 0 | Material | N | N | N
7893 | 129013-0000 | Pekerjaan Pasangan Pintu Kaca dan Frame Allumunium | Glass Door and Aluminum Frame Installation Work |  | 0 | Service | 13000000 | M2 | IDR | "" | 0 | 0 | Material | N | N | N
7889 | 129009-0000 | Pekerjaan Pasangan Pintu Lipat Besi dan Rangka | Iron Folding Door and Frame Installation Work |  | 0 | Service | 0 | M2 | "" | "" | 0 | 0 | Material | N | N | N
7891 | 129011-0000 | Pekerjaan Pasangan Pintu Suncreen Allumunium | Sunscreen Aluminum Door Pairing Work |  | 0 | Service | 0 | M2 | "" | "" | 0 | 0 | Material | N | N | N
7818 | 125011-0000 | Pekerjaan Pasangan Plint Marmer/ Tera, ukuran 10 x 40 cm | Marble/Terra Plinth Pairing Work, size 10 x 40 cm |  | 0 | Service | 0 | M2 | "" | "" | 0 | 0 | Material | N | N | N
7819 | 125012-0000 | Pekerjaan Pasangan Plint Marmer/ Tera, ukuran 10 x 60 cm | Marble/Terra Plinth Pairing Work, size 10 x 60 cm |  | 0 | Service | 0 | M2 | "" | "" | 0 | 0 | Material | N | N | N
7814 | 125007-0000 | Pekerjaan Pasangan Plint Ubin/ Keramik, ukuran 10 x 20 cm | Tile/Ceramic Plinth Installation Work, size 10 x 20 cm |  | 0 | Service | 0 | M2 | "" | "" | 0 | 0 | Material | N | N | N
7815 | 125008-0000 | Pekerjaan Pasangan Plint Ubin/ Keramik, ukuran 10 x 30 cm | Tile/Ceramic Plinth Installation Work, size 10 x 30 cm |  | 0 | Service | 0 | M2 | "" | "" | 0 | 0 | Material | N | N | N
7816 | 125009-0000 | Pekerjaan Pasangan Plint Ubin/ Keramik, ukuran 10 x 40 cm | Tile/Ceramic Plinth Installation Work, size 10 x 40 cm |  | 0 | Service | 20900 | M2 | IDR | "" | 0 | 0 | Material | N | N | N
7817 | 125010-0000 | Pekerjaan Pasangan Plint Ubin/ Keramik, ukuran 10 x 60 cm | Tile/Ceramic Plinth Installation Work, size 10 x 60 cm |  | 0 | Service | 0 | M2 | "" | "" | 0 | 0 | Material | N | N | N
7881 | 129001-0000 | Pekerjaan Pasangan Rangka Atap Baja | Steel Roof Frame Installation Work |  | 0 | Service | 490000000 | Kg | IDR | "" | 0 | 0 | Material | N | N | N
7882 | 129002-0000 | Pekerjaan Pasangan Rangka Atap Baja Ringan (Truss) | Light Steel Roof Frame (Truss) Installation Work |  | 0 | Service | 70000 | M2 | IDR | "" | 0 | 0 | Material | N | N | N
7845 | 126015-0000 | Pekerjaan Pasangan Rangka Langit - langit Kayu, (100 x 100) cm | Wooden Ceiling Frame Pairing Work, (100 x 100) cm |  | 0 | Service | 0 | M2 | "" | "" | 0 | 0 | Material | N | N | N
7850 | 126020-0000 | Pekerjaan Pasangan Rangka Langit - langit Kayu, (40 x 40) cm | Wooden Ceiling Frame Pairing Work, (40 x 40) cm |  | 0 | Service | 0 | M2 | "" | "" | 0 | 0 | Material | N | N | N
7849 | 126019-0000 | Pekerjaan Pasangan Rangka Langit - langit Kayu, (50 x 50) cm | Wooden Ceiling Frame Pairing Work, (50 x 50) cm |  | 0 | Service | 0 | M2 | "" | "" | 0 | 0 | Material | N | N | N
7848 | 126018-0000 | Pekerjaan Pasangan Rangka Langit - langit Kayu, (50 x 100) cm | Wooden Ceiling Frame Pairing Work, (50 x 100) cm |  | 0 | Service | 0 | M2 | "" | "" | 0 | 0 | Material | N | N | N
7847 | 126017-0000 | Pekerjaan Pasangan Rangka Langit - langit Kayu, (60 x 100) cm | Wooden Ceiling Frame Pairing Work, (60 x 100) cm |  | 0 | Service | 0 | M2 | "" | "" | 0 | 0 | Material | N | N | N
7846 | 126016-0000 | Pekerjaan Pasangan Rangka Langit - langit Kayu, (60 x 120) cm | Wooden Ceiling Frame Pairing Work, (60 x 120) cm |  | 0 | Service | 0 | M2 | "" | "" | 0 | 0 | Material | N | N | N
7800 | 124015-0000 | Pekerjaan Pasangan Stoot Werk | Stoot Werk Couple Jobs |  | 0 | Service | 0 | M2 | "" | "" | 0 | 0 | Material | N | N | N
7883 | 129003-0000 | Pekerjaan Pasangan Struktur Rangka Ruang Baja (Space) | Steel Space Frame Structure Pair Work (Space) |  | 0 | Service | 0 | Kg | "" | "" | 0 | 0 | Material | N | N | N
7928 | 121130-0000 | Pekerjaan Pasangan Talang PVC (Gutter Rain), W 140 | PVC Gutter Installation Work (Gutter Rain), W 140 |  | 0 | Service | 2850 | Mtr | IDR | "" | 0 | 0 | Material | N | N | N
7929 | 121131-0000 | Pekerjaan Pasangan Talang PVC 1/2 Lingkaran diameter 10 cm, | PVC Gutter Installation Work 1/2 Circle diameter 10 cm, |  | 0 | Service | 28500 | Mtr | IDR | "" | 0 | 0 | Material | N | N | N
7895 | 129015-0000 | Pekerjaan Pasangan Tralis Besi | Iron Trellis Pair Work |  | 0 | Service | 0 | M2 | "" | "" | 0 | 0 | Material | N | N | N
7823 | 125016-0000 | Pekerjaan Pasangan Underlyer, tebal 6 mm | Underlayment Couple Work, 6 mm thick |  | 0 | Service | 0 | M2 | "" | "" | 0 | 0 | Material | N | N | N
7829 | 125022-0000 | Pekerjaan Pasangan Wall Covering (Wall Paper) lebar 50 cm | Wall Covering (Wall Paper) Couple Work 50 cm wide |  | 0 | Service | 25000 | M2 | IDR | "" | 0 | 0 | Material | N | N | N
7962 | 121164-0000 | Pekerjaan Pelaburan Bidang Kayu dengan Cat Residu dan Ter | Wood Field Resurfacing Work with Residue Paint and Tar |  | 0 | Service | 0 | M2 | "" | "" | 0 | 0 | Material | N | N | N
7961 | 121163-0000 | Pekerjaan Pelaburan Bidang Kayu dengan Pelitur | Wood Finishing Work with Polish |  | 0 | Service | 0 | M2 | "" | "" | 0 | 0 | Material | N | N | N
7960 | 121162-0000 | Pekerjaan Pelaburan Bidang Kayu dengan Teak Oil | Wood Field Resurfacing Work with Teak Oil |  | 0 | Service | 0 | M2 | "" | "" | 0 | 0 | Material | N | N | N
7963 | 121165-0000 | Pekerjaan Pelaburan Bidang Kayu dengan Vernis | Wood Surface Covering Work with Varnish |  | 0 | Service | 0 | M2 | "" | "" | 0 | 0 | Material | N | N | N
7771 | 123024-0000 | Pekerjaan Pelesteran Beton 1Pc : 2Ps, tebal 15 mm | Concrete Plastering Work 1Pc : 2Ps, 15 mm thick |  | 0 | Service | 0 | M2 | "" | "" | 0 | 0 | Material | N | N | N
7772 | 123025-0000 | Pekerjaan Pelesteran Beton 1Pc : 3Ps, tebal 15 mm | Concrete Plastering Work 1Pc: 3Ps, 15 mm thick |  | 0 | Service | 0 | M2 | "" | "" | 0 | 0 | Material | N | N | N
7774 | 123027-0000 | Pekerjaan Pelesteran Ciprat 1 Pc : 2 Ps | Splash Plastering Work 1 Pc : 2 Ps |  | 0 | Service | 0 | M2 | "" | "" | 0 | 0 | Material | N | N | N
7775 | 123028-0000 | Pekerjaan Pelesteran Siar Adukan 1 Pc : 2 Ps | Plastering Work Mixing 1 Pc : 2 Ps |  | 0 | Service | 27500 | M2 | IDR | "" | 0 | 0 | Material | N | N | N
7773 | 123026-0000 | Pekerjaan Pelesteran Skoring 1Pc : 2Ps | Plastering Scoring Work 1Pc : 2Ps |  | 0 | Service | 0 | M2 | "" | "" | 0 | 0 | Material | N | N | N
7776 | 123029-0000 | Pekerjaan Pelesteran Waterfroof Batacote 3 lapis | 3-layer Batacote Waterproofing Plastering Work |  | 0 | Service | 165000 | M2 | IDR | "" | 0 | 0 | Material | N | N | N
7745 | 122011-0000 | Pekerjaan Pemadatan tanah | Soil compaction work | 2017-08-07 15:54:43 | 0 | M3 | 3000 | M3 | IDR | "" | 0 | 13327 | Material | N | N | N
9306 | 424065-0000 | Pekerjaan Pemasangan / Penarikan Kabel Serat Optik (FO) FTTH Distribusi | Fiber Optic Cable Installation / Pulling Work (FO) FTTH Distribution | 2014-06-09 11:47:34 | 0 | Mtr | 0 | 0000 | IDR | General | 0 | 11683 | Material | N | N | N | ""
9307 | 424066-0000 | Pekerjaan Pemasangan / Penarikan Kabel Serat Optik (FO) FTTH Feeder | Fiber Optic Cable Installation / Pulling Work (FO) FTTH Feeder | 2014-06-09 11:48:29 | 0 | Mtr | 0 | 0000 | IDR | General | 0 | 11683 | Material | N | N | N | ""
8093 | 421012-0000 | Pekerjaan Pemasangan AC Cab, seal dan Kit | AC Cab Installation Work, seal and Kit |  | 0 | Set | 663542 | 0000 | IDR |  | 0 | 0 |  | N | N | N
12107 | 221055-0000 | Pekerjaan Pemasangan Aircraft Warning Lights di konduktor | Aircraft Warning Lights Installation Work on the conductor | 2022-06-28 11:53:05 | 0 | Set | 150000 | 0000 | IDR | General | 0 | 0 | Material | N | N | N | ""
12186 | 221057-0000 | Pekerjaan Pemasangan Aircraft Warning Lights di Tower | Aircraft Warning Lights Installation Work on Tower | 2022-12-05 15:55:08 | 0 | Set | 93000 | 0000 | IDR | General | 0 | 0 | Material | N | N | N | ""
8631 | 129053-0000 | Pekerjaan Pemasangan Aircraft warning spheres ball | Aircraft warning spheres ball installation work | 2013-10-04 10:30:51 | 0 | Set | 175000 | 0000 | IDR | General | 0 | 11132 | Material | N | N | N | ""
10153 | 424146-0000 | Pekerjaan Pemasangan Aksesoris Kabel FO ADSS 24 core | 24 core ADSS FO Cable Accessories Installation Work | 2016-02-19 10:07:29 | 0 | Set | 5470568 | 0000 | IDR | General | 0 | 0 | Material | N | N | N | ""
10295 | 424160-0000 | Pekerjaan Pemasangan Aksesoris tiang eksisting | Existing pole accessory installation work | 2016-09-02 15:07:30 | 0 | Set | 33071 | 0000 | IDR | General | 0 | 0 | Material | N | N | N | ""
8090 | 421009-0000 | Pekerjaan Pemasangan Aksesoris Tiang Telepon (Steel Pole) 7 meter | Telephone Pole Accessory Installation Work (Steel Pole) 7 meters |  | 0 | Pcs | 26190 | 0000 | IDR |  | 30890 | 0 |  | N | N | N
8317 | 221002-0000 | Pekerjaan Pemasangan Aluminium Cable Tray W.100 | Aluminum Cable Tray W.100 Installation Work | 2013-08-01 11:02:29 | 0 | Mtr | 65000 | 0000 | IDR | General | 0 | 10101 | Material | N | N | N | ""
8630 | 129052-0000 | Pekerjaan Pemasangan Anti climbing guards (1 sets per steelpole) | Anti-climbing guards installation work (1 set per steelpole) | 2013-10-04 10:30:11 | 0 | Twr | 0 | 0000 | IDR | General | 0 | 11132 | Material | N | N | N | ""
8629 | 129051-0000 | Pekerjaan Pemasangan Anti climbing guards (4 sets per tower) | Anti-climbing guards installation work (4 sets per tower) | 2013-10-04 10:29:30 | 0 | Twr | 104000 | 0000 | IDR | General | 0 | 11132 | Material | N | N | N | ""
9841 | 221026-0000 | Pekerjaan Pemasangan Chemical Anchor Up to M20 | Chemical Anchor Installation Work Up to M20 | 2015-03-11 10:56:13 | 0 | Pcs | 250000 | 0000 | IDR | General | 45000 | 0 | Material | N | N | N | ""
8600 | 323026-0000 | Pekerjaan pemasangan Continuous or cross-connected counterpoise cable 30 m length, 450 mm depth | Installation work of Continuous or cross-connected counterpoise cable 30 m length, 450 mm depth | 2013-10-04 10:03:19 | 0 | Set | 0 | 0000 | IDR | General | 0 | 11132 | Material | N | N | N | ""
8627 | 129049-0000 | Pekerjaan Pemasangan Danger Plate with fixing facilities (2 sets per tower) | Danger Plate Installation Work with fixing facilities (2 sets per tower) | 2013-10-04 10:27:55 | 0 | Twr | 104000 | 0000 | IDR | General | 0 | 11132 | Material | N | N | N | ""
8599 | 323025-0000 | Pekerjaan Pemasangan Earthing angle comprising 4 sets of galvanized steel, lead wire, including all clamps. | Earthing angle installation work consisting of 4 sets of galvanized steel, lead wire, including all clamps. | 2013-10-04 10:01:43 | 0 | Twr | 0 | 0000 | IDR | General | 0 | 11132 | Material | N | N | N | ""
8295 | 423025-0000 | Pekerjaan Pemasangan Fiber Optic Cable Rack 19 Inchi | 19 Inch Fiber Optic Cable Rack Installation Work | 2013-08-01 10:34:05 | 0 | Set | 0 | 0000 | IDR | General | 0 | 10101 | Material | N | N | N | ""
8334 | 123049-0000 | Pekerjaan Pemasangan Frame Baja untuk Hand Hole ukuran 60x60 cm | Steel Frame Installation Work for Hand Hole measuring 60x60 cm | 2016-02-03 14:02:56 | 0 | Set | 0 | 0000 | IDR | General | 0 | 10101 | Material | N | N | N | ""
8333 | 123039-0000 | Pekerjaan Pemasangan Frame Baja untuk Hand Hole ukuran 80x80 cm | Steel Frame Installation Work for Hand Hole measuring 80x80 cm | 2016-02-03 14:02:24 | 0 | Set | 820000 | 0000 | IDR | General | 820000 | 10101 | Material | N | N | N | ""
8092 | 421011-0000 | Pekerjaan Pemasangan Galvanize Steel Pole 2 inchi 4 meter | Galvanized Steel Pole Installation Work 2 inches 4 meters |  | 0 | Pcs | 1 | 0000 |  |  | 0 | 0 |  | N | N | N
8597 | 323024-0000 | Pekerjaan pemasangan Gantry Joint Box (GB) | Gantry Joint Box (GB) installation work | 2013-10-04 09:58:22 | 0 | Set | 5200000 | 0000 | IDR | General | 0 | 11132 | Material | N | N | N | ""
8676 | 323030-0000 | Pekerjaan Pemasangan GB-G3 grounding Steel rods | GB-G3 grounding Steel rods installation work | 2013-10-04 16:18:36 | 0 | ea | 333000 | 0000 | IDR | General | 260417 | 11132 | Material | N | N | N | ""
8454 | 323021-0000 | Pekerjaan pemasangan grounding 1 titik rod pada ODP/kotak pembagi (max 3 ohm) | Installation work of 1 point grounding rod on ODP/divider box (max 3 ohms) | 2013-09-10 13:42:51 | 0 | Site | 328510 | 0000 | IDR | General | 208334 | 11194 | Material | N | N | N | ""
8453 | 323020-0000 | Pekerjaan pemasangan grounding 3 titik rod pada ODC (max 1 ohm) | Installation work of 3-point grounding rod on ODC (max 1 ohm) | 2013-09-10 13:41:55 | 0 | Site | 392850 | 0000 | IDR | General | 260417 | 11194 | Material | N | N | N | ""
9550 | 323050-0000 | Pekerjaan pemasangan grounding Integrasi | Integration grounding installation work | 2014-11-17 12:31:01 | 0 | Site | 34500 | 0000 | IDR | General | 1800 | 12148 | Material | N | N | N | ""
8120 | 323002-0000 | Pekerjaan Pemasangan Grounding Rod Diameter 7/8 inchi | Grounding Rod Installation Work Diameter 7/8 inch |  | 0 | Mtr | 0 | 0000 |  |  | 0 | 0 |  | N | N | N
9302 | 424062-0000 | Pekerjaan Pemasangan HH ukuran diameter dalam (P X L X T 40x40x40) cor beton 1-2-3 | HH Installation Work, inner diameter size (L X W X H 40x40x40) concrete casting 1-2-3 | 2014-06-09 11:38:44 | 0 | Pcs | 0 | 0000 | IDR | General | 0 | 11683 | Material | N | N | N | ""
9304 | 424063-0000 | Pekerjaan Pemasangan HH ukuran diameter dalam (P X L X T 60x40x60) cor beton 1-2-3 | HH installation work, inner diameter size (L X W X H 60x40x60) concrete casting 1-2-3 | 2014-06-09 11:42:34 | 0 | Pcs | 1000000 | 0000 | IDR | General | 0 | 11683 | Material | N | N | N | ""
8192 | 323003-0000 | Pekerjaan Pemasangan Kabel Elektrik Diameter 12-25 mm | Electrical Cable Installation Work Diameter 12-25 mm | 2013-07-15 17:49:47 | 0 | Mtr | 0 | 0000 | IDR | General | 0 | 9982 | Material | N | N | N | ""
8119 | 323001-0000 | Pekerjaan Pemasangan Kabel Grounding Diameter 35 -50 mm | Grounding Cable Installation Work Diameter 35-50 mm |  | 0 | Mtr | 3500 | 0000 | IDR |  | 0 | 0 |  | N | N | N
8256 | 121167-0000 | Pekerjaan Pemasangan Kabel Temberang (Sling) | Transverse Cable (Sling) Installation Work | 2013-07-28 10:24:46 | 0 | Mtr | 1500 | 0000 | IDR | General | 1500 | 9991 | Material | N | N | N | ""
11643 | 424175-0000 | Pekerjaan Pemasangan kabel UTP/RF/Power | UTP/RF/Power cable installation work | 2020-07-29 11:25:01 | 0 | Mtr | 0 | 0000 |  | General | 0 | 0 | Material | N | N | N | ""
10040 | 424127-0000 | Pekerjaan pemasangan label odp | ODP label installation work | 2016-02-10 11:44:13 | 0 | Ls | 0 | 0000 |  | General | 0 | 13658 | Material | N | N | N | ""
10041 | 424128-0000 | Pekerjaan pemasangan label odp | ODP label installation work | 2015-11-06 10:41:55 | 0 | Ls | 0 | 0000 |  | General | 0 | 0 | Material | N | Y | N | ""
8194 | 323005-0000 | Pekerjaan Pemasangan Lampu Penerangan Electric Type Baret | Installation Work for Electric Lighting Type Baret | 2013-07-15 17:51:25 | 0 | Pcs | 0 | 0000 | IDR | General | 0 | 9982 | Material | N | N | N | ""
8195 | 323006-0000 | Pekerjaan Pemasangan Lampu Penerangan Electric Type Down Light | Work to Install Electric Type Down Lights | 2013-07-15 17:52:21 | 0 | Pcs | 50000 | 0000 | IDR | General | 0 | 9982 | Material | N | N | N | ""
8193 | 323004-0000 | Pekerjaan Pemasangan Lampu Penerangan Electric Type TL | TL Type Electric Lighting Installation Work | 2013-07-15 17:50:42 | 0 | Pcs | 15625 | 0000 | IDR | General | 0 | 9982 | Material | N | N | N | ""
7747 | 122013-0000 | Pekerjaan Pemasangan Lapisan ijuk | Palm fiber layer installation work |  | 0 | Service | 0 | M3 | "" | "" | 0 | 0 | Material | N | N | N
8200 | 323011-0000 | Pekerjaan Pemasangan MCB 1 phase, Single Pole | MCB 1 phase, single pole installation work | 2013-07-15 17:56:07 | 0 | Pcs | 0 | 0000 | IDR | General | 0 | 9982 | Material | N | N | N | ""
8201 | 323012-0000 | Pekerjaan Pemasangan MCB 3 phase, Three Pole | 3-phase, three-pole MCB installation work | 2013-07-15 18:14:24 | 0 | Pcs | 0 | 0000 | IDR | General | 0 | 9982 | Material | N | N | N | ""
8628 | 129050-0000 | Pekerjaan Pemasangan Number Plate & Phase Plate with fixing facilities (2 sets per tower/steelpole) | Number Plate & Phase Plate Installation Work with fixing facilities (2 sets per tower/steelpole) | 2013-10-04 10:28:50 | 0 | Twr | 104000 | 0000 | IDR | General | 0 | 11132 | Material | N | N | N | ""
10146 | 424143-0000 | Pekerjaan pemasangan ODP type Indoor/wall Kap 8 core (ODP-A-8) | Installation work of ODP type Indoor/wall Kap 8 core (ODP-A-8) | 2016-02-03 10:47:17 | 0 | Pcs | 0 | 0000 |  | General | 0 | 0 | Material | N | N | N | ""
10126 | 424137-0000 | Pekerjaan pemasangan ODP-A-16, ODP type Indoor/wall Kap 16 | Installation work of ODP-A-16, ODP type Indoor/wall Kap 16 | 2016-02-01 15:54:36 | 0 | Pcs | 0 | 0000 |  | General | 0 | 0 | Material | N | N | N | ""
8107 | 424005-0000 | Pekerjaan Pemasangan Pacth Core (PC) 2m | Patch Core (PC) Installation Work 2m | 2015-07-03 15:58:40 | 0 | Pcs | 2440 | 0000 | IDR |  | 0 | 13308 |  | N | N | N
12865 | 313857-0000 | Pekerjaan Pemasangan Panel Aksesoris pada Disturbance Fault Recorder Panel | Installation Work of Accessory Panel on Disturbance Fault Recorder Panel | 2026-01-06 16:41:08 | 0 | Pcs | 0 | 0000 |  | General | 0 | 0 | Material | N | N | N | ""
12866 | 323254-0000 | Pekerjaan Pemasangan Panel Aksesoris pada Disturbance Fault Recorder Panel | Installation Work of Accessory Panel on Disturbance Fault Recorder Panel | 2026-01-06 16:42:19 | 0 | Set | 81000000 | 0000 | IDR | General | 0 | 0 | Material | N | N | N | ""
12863 | 323252-0000 | Pekerjaan Pemasangan Panel Aksesoris pada Protection & Control Panel for 150 kV Busbar | Installation Work of Accessory Panels on Protection & Control Panels for 150 kV Busbars | 2026-01-06 16:38:03 | 0 | Pcs | 88500000 | 0000 | IDR | General | 0 | 0 | Material | N | N | N | ""
12864 | 323253-0000 | Pekerjaan Pemasangan Panel Aksesoris pada Protection & Control Panel for 150 kV Transformer bay | Installation work of accessory panels on the Protection & Control Panel for 150 kV Transformer bay | 2026-01-06 16:39:35 | 0 | Pcs | 86000000 | 0000 | IDR | General | 0 | 0 | Material | N | N | N | ""
12862 | 323251-0000 | Pekerjaan Pemasangan Panel Aksesoris pada Protection & Control Panel for Line Feeder Bay (OHL) 150 kV line bay | Installation work of Accessory Panel on Protection & Control Panel for Line Feeder Bay (OHL) 150 kV line bay | 2026-01-06 16:36:39 | 0 | Pcs | 87500000 | 0000 | IDR | General | 0 | 0 | Material | N | N | N | ""
12874 | 323256-0000 | Pekerjaan Pemasangan Panel Aksesoris untuk Common System Cubicle | Accessory Panel Installation Work for Common System Cubicle | 2026-01-07 08:29:31 | 0 | SS | 0 | 0000 |  | General | 0 | 0 | Material | N | N | N | ""
12873 | 313863-0000 | Pekerjaan Pemasangan Panel Aksesoris untuk Energy Meters And Panel For 150 Kv Line & Transformer Bays | Installation Work of Accessory Panels for Energy Meters and Panels for 150 Kv Line & Transformer Bays | 2026-01-06 20:21:56 | 0 | Set | 0 | 0000 |  | General | 0 | 0 | Material | N | N | N | ""
12876 | 323257-0000 | Pekerjaan Pemasangan Panel Aksesoris untuk Line Feeder Bay (Consumer) | Accessory Panel Installation Work for Line Feeder Bay (Consumer) | 2026-01-09 14:29:19 | 0 | SS | 0 | 0000 |  | General | 0 | 0 | Material | N | N | N | ""
8204 | 323015-0000 | Pekerjaan Pemasangan Panel MCB 10-15 Pole | 10-15 Pole MCB Panel Installation Work | 2013-07-15 18:18:11 | 0 | Set | 19769334 | 0000 | IDR | General | 0 | 9982 | Material | N | N | N | ""
8202 | 323013-0000 | Pekerjaan Pemasangan Panel MCB 3-5 Pole | 3-5 Pole MCB Panel Installation Work | 2013-07-15 18:16:14 | 0 | Set | 140000 | 0000 | IDR | General | 0 | 9982 | Material | N | N | N | ""
8203 | 323014-0000 | Pekerjaan Pemasangan Panel MCB 5-10 Pole | 5-10 Pole MCB Panel Installation Work | 2013-07-15 18:17:20 | 0 | Set | 0 | 0000 | IDR | General | 0 | 9982 | Material | N | N | N | ""
8292 | 423021-0000 | Pekerjaan Pemasangan Panel ODC 144 Core | ODC 144 Core Panel Installation Work | 2013-08-01 10:22:31 | 0 | Set | 4708388.85 | 0000 | IDR | General | 2604167 | 10101 | Material | N | N | N | ""
8103 | 424001-0000 | Pekerjaan Pemasangan Panel ODC 288 Core | ODC 288 Core Panel Installation Work |  | 0 | Set | 2604167 | 0000 | IDR |  | 2604167 | 0 |  | N | N | N
9549 | 424084-0000 | Pekerjaan Pemasangan Panel ODC 48 Core | ODC 48 Core Panel Installation Work | 2014-11-17 12:29:15 | 0 | Pcs | 1562500 | 0000 | IDR | General | 1562500 | 12148 | Material | N | N | N | ""
8104 | 424002-0000 | Pekerjaan Pemasangan Panel ODC 576 Core | ODC 576 Core Panel Installation Work |  | 0 | Set | 781250 | 0000 | IDR |  | 781250 | 0 |  | N | N | N
8105 | 424003-0000 | Pekerjaan Pemasangan Panel ODP CA 16 Core | ODP CA 16 Core Panel Installation Work |  | 0 | Set | 109125 | 0000 | IDR |  | 119791.67 | 0 |  | N | N | N
8106 | 424004-0000 | Pekerjaan Pemasangan Panel ODP CA 8 Core | ODP CA 8 Core Panel Installation Work |  | 0 | Set | 96030 | 0000 | IDR |  | 104467 | 0 |  | N | N | N
8260 | 424025-0000 | Pekerjaan Pemasangan Panel ODP PB 16 Core | ODP PB 16 Core Panel Installation Work | 2013-07-28 10:40:01 | 0 | Set | 0 | 0000 | IDR | General | 0 | 9991 | Material | N | N | N | ""
8261 | 424026-0000 | Pekerjaan Pemasangan Panel ODP PB 8 Core | ODP PB 8 Core Panel Installation Work | 2013-07-28 10:42:16 | 0 | Set | 101250 | 0000 | IDR | General | 83334 | 9991 | Material | N | N | N | ""
9813 | 424088-0000 | Pekerjaan Pemasangan Passive Spliter | Passive Splitter Installation Work | 2015-02-14 13:00:47 | 0 | Pcs | 15625 | 0000 | IDR | General | 0 | 12502 | Material | N | N | N | ""
8108 | 424006-0000 | Pekerjaan Pemasangan Passive Spliter 1:4 | Passive Spliter 1:4 Installation Work |  | 0 | Pcs | 32737.5 | 0000 | IDR |  | 0 | 0 |  | N | N | N
8262 | 424027-0000 | Pekerjaan Pemasangan Passive Spliter 1-2 | Passive Spliter 1-2 Installation Work | 2013-07-28 10:43:26 | 0 | Pcs | 0 | 0000 | IDR | General | 0 | 9991 | Material | N | N | N | ""
8263 | 424028-0000 | Pekerjaan Pemasangan Passive Spliter 1-8 | Passive Spliter Installation Work 1-8 | 2013-10-30 10:09:46 | 0 | Pcs | 43650 | 0000 | IDR | General | 0 | 9991 | Material | N | N | N | ""
10128 | 424138-0000 | Pekerjaan pemasangan Passive Splitter 1 to 4 type Modular SC/UPC, for ODC termasuk Pigtail | Installation work of Passive Splitter 1 to 4 Modular SC/UPC type, for ODC including Pigtail | 2016-02-01 16:04:30 | 0 | Set | 20000 | 0000 | IDR | General | 0 | 0 | Material | N | N | N | ""
10122 | 424135-0000 | Pekerjaan pemasangan patch cord 2 meter, (FC/LC/SC-APC To FC/LC/SC-APC), G.652 D | 2 meter patch cord installation work, (FC/LC/SC-APC To FC/LC/SC-APC), G.652 D | 2016-02-01 15:44:42 | 0 | Pcs | 1880 | 0000 | IDR | General | 0 | 0 | Material | N | N | N | ""
8284 | 121171-0000 | Pekerjaan Pemasangan Pipa Baja Galvanize 4 Inchi | 4 Inch Galvanized Steel Pipe Installation Work | 2013-08-01 09:49:56 | 0 | Mtr | 0 | 0000 | IDR | General | 0 | 10101 | Material | N | N | N | ""
9548 | 221016-0000 | Pekerjaan Pemasangan Pipa Duct dengan system gantung 1 tiang besi, bentang s/d 100 meter | Duct Pipe Installation Work with a 1 iron pole hanging system, span up to 100 meters | 2014-11-17 12:27:57 | 0 | Mtr | 0 | 0000 | IDR | General | 0 | 12148 | Material | N | N | N | ""
9402 | 424070-0000 | Pekerjaan Pemasangan Pipa Duct dengan system gantung 1 tiang besi, bentang s/d 40 meter | Duct Pipe Installation Work with a 1 iron pole hanging system, span up to 40 meters | 2014-11-17 12:06:57 | 0 | Mtr | 31631.6 | 0000 | IDR | General | 20834 | 11711 | Material | N | N | N | ""
8303 | 423033-0000 | Pekerjaan Pemasangan Pipa Duct Diameter 33/40, dengan Sitem Galian Terbuka, termasuk Perbaikan Kembali | Duct Pipe Installation Work Diameter 33/40, with Open Excavation System, including Repair | 2016-02-03 14:00:26 | 0 | Mtr | 0 | 0000 | IDR | General | 0 | 10101 | Material | N | N | N | ""
8301 | 423031-0000 | Pekerjaan Pemasangan Pipa Duct Diameter 33/40, dengan Sitem Pengeboran Tanah Horizontal | Duct Pipe Installation Work Diameter 33/40, with Horizontal Ground Drilling System | 2016-02-03 13:59:49 | 0 | Mtr | 0 | 0000 | IDR | General | 0 | 10101 | Material | N | N | N | ""
8300 | 423030-0000 | Pekerjaan Pemasangan Pipa Duct PVC Diameter 4 inch, dengan Sitem Pengeboran Tanah Horizontal | PVC Duct Pipe Installation Work with a Diameter of 4 inches, with a Horizontal Ground Drilling System | 2016-02-03 13:58:57 | 0 | Mtr | 214621.68 | 0000 | IDR | General | 0 | 10101 | Material | N | N | N | ""
8281 | 121168-0000 | Pekerjaan Pemasangan Pipa Duct PVC Diameter 4 inchi, dengan Sitem Pengeboran Tanah Horizontal | PVC Duct Pipe Installation Work with a Diameter of 4 inches, with a Horizontal Ground Drilling System | 2013-08-01 09:46:18 | 0 | Mtr | 15545 | 0000 | IDR | General | 0 | 0 | Material | N | N | N | ""
8668 | 129072-0000 | Pekerjaan Pemasangan Pondasi Batu Kali (Stone Masonry) | Stone Masonry Foundation Installation Work | 2013-10-04 11:16:12 | 0 | M3 | 250000 | 0000 | IDR | General | 0 | 11132 | Material | N | N | N | ""
8091 | 421010-0000 | Pekerjaan Pemasangan Raiser Steel Pipe 1 inchi | 1 inch Steel Pipe Raiser Installation Work |  | 0 | Mtr | 11 | 0000 |  |  | 0 | 0 |  | N | N | N
9530 | 221015-0000 | Pekerjaan Pemasangan Rise Pipe untuk pengaman kabel optik ke ODC Pole / titik naik KU diamater 1 panjang 3 meter | Rise Pipe Installation Work for optical cable protection to ODC Pole / KU rise point, diameter 1, length 3 meters | 2014-10-30 14:55:25 | 0 | Pcs | 34920 | 0000 | IDR | General | 35000 | 12168 | Material | N | N | N | ""
10296 | 424161-0000 | Pekerjaan Pemasangan Riser Pipe untuk pengaman kabel optik ke ODC Pole / titik naik KU diamater 2 inch panjang 3 meter | Riser Pipe Installation Work for optical cable protection to the ODC Pole / KU rise point, 2 inches in diameter, 3 meters long | 2016-09-02 15:09:02 | 0 | Pcs | 49898 | 0000 | IDR | General | 0 | 0 | Material | N | N | N | ""
8197 | 323008-0000 | Pekerjaan Pemasangan Saklar Ganda | Double Switch Installation Work | 2013-07-15 17:53:46 | 0 | Pcs | 125000 | 0000 | IDR | General | 0 | 9982 | Material | N | N | N | ""
8198 | 323009-0000 | Pekerjaan Pemasangan Saklar Triple | Triple Switch Installation Work | 2013-07-15 17:54:28 | 0 | Pcs | 0 | 0000 | IDR | General | 0 | 9982 | Material | N | N | N | ""
8196 | 323007-0000 | Pekerjaan Pemasangan Saklar Tungal | Single Switch Installation Work | 2013-07-15 17:53:02 | 0 | Pcs | 90000 | 0000 | IDR | General | 0 | 9982 | Material | N | N | N | ""
8264 | 424029-0000 | Pekerjaan Pemasangan SC Connector untuk Drop Wire | SC Connector Installation Work for Drop Wire | 2013-07-28 10:45:41 | 0 | Pcs | 0 | 0000 | IDR | General | 0 | 9991 | Material | N | N | N | ""
10129 | 424139-0000 | Pekerjaan Pemasangan Set Top Box | Set Top Box Installation Work | 2016-02-01 16:09:23 | 0 | Pcs | 0 | 0000 |  | General | 0 | 0 | Material | N | N | N | ""
10130 | 424140-0000 | Pekerjaan Pemasangan Set Top Box dan Optical Network Terminal | Set Top Box and Optical Network Terminal Installation Work | 2016-02-01 16:11:14 | 0 | Pcs | 0 | 0000 |  | General | 0 | 0 | Material | N | N | N | ""
8111 | 424009-0000 | Pekerjaan Pemasangan Splice Clusure FO 264 Core, In Duct | Splice Closure Installation Work FO 264 Core, In Duct |  | 0 | Pcs | 0 | 0000 |  |  | 0 | 0 |  | N | N | N
9893 | 129127-0000 | Pekerjaan Pemasangan steiger Pengaman (bambu) | Safety scaffolding installation work (bamboo) | 2016-02-10 14:50:17 | 0 | Ls | 250000 | 0000 | IDR | General | 0 | 13658 | Material | N | N | N | ""
8199 | 323010-0000 | Pekerjaan Pemasangan Stop Kontak | Socket Installation Work | 2013-07-15 17:55:21 | 0 | Pcs | 351000 | 0000 | IDR | General | 0 | 9982 | Material | N | N | N | ""
12504 | 221060-0000 | Pekerjaan Pemasangan Sub Soil Drain | Sub-Soil Drain Installation Work | 2024-11-07 15:41:56 | 0 | Ml | 60000 | 0000 | IDR | General | 0 | 0 | Material | N | N | N | ""
9842 | 129124-0000 | Pekerjaan Pemasangan Tangga Besi | Iron Stair Installation Work | 2015-03-11 10:58:58 | 0 | Mtr | 60000 | 0000 | IDR | General | 60000 | 0 | Material | N | N | N | ""
8316 | 221001-0000 | Pekerjaan Pemasangan Temberang Sokong 7 Mtr Kuat Tarik 140 Kg | Installation work for 7 mtr support beams, tensile strength 140 kg | 2016-02-03 14:01:17 | 0 | Pcs | 0 | 0000 | IDR | General | 0 | 10101 | Material | N | N | N | ""
8678 | 424044-0000 | Pekerjaan Pemasangan Temberang Sokong 7m, Kekuatan tarik 140Kg | Installation work for 7m support beams, tensile strength 140 kg | 2013-10-04 16:21:49 | 0 | ea | 1 | 0000 | IDR | General | 0 | 11132 | Material | N | N | N | ""
8298 | 423028-0000 | Pekerjaan Pemasangan Tiang Telepon (Concrete Pole) 9 meter | Telephone Pole Installation Work (Concrete Pole) 9 meters | 2013-08-01 10:38:06 | 0 | Pcs | 0 | 0000 | IDR | General | 0 | 10101 | Material | N | N | N | ""
8089 | 421008-0000 | Pekerjaan Pemasangan Tiang Telepon (Steel Pole) 7 meter | Telephone Pole Installation Work (Steel Pole) 7 meters |  | 0 | Pcs | 130950 | 0000 | IDR |  | 104167 | 0 |  | N | N | N
8290 | 423019-0000 | Pekerjaan Pemasangan Tiang Telepon (Steel Pole) 9 meter | 9 meter Telephone Pole (Steel Pole) Installation Work | 2013-08-01 10:09:41 | 0 | Pcs | 199320 | 0000 | IDR | General | 110000 | 10101 | Material | N | N | N | ""
10154 | 129136-0000 | Pekerjaan Pemasangan Tower Fitman | Fitman Tower Installation Work | 2016-02-19 10:11:37 | 0 | Set | 0 | 0000 |  | General | 0 | 0 | Material | N | N | N | ""
7949 | 121151-0000 | Pekerjaan Pemasangan Wall Paper | Wallpaper Installation Work |  | 0 | Service | 0 | M2 | "" | "" | 0 | 0 | Material | N | N | N
8087 | 421006-0000 | Pekerjaan Pemasangan Warning Tape | Warning Tape Installation Work |  | 0 | M3 | 0 | 0000 |  |  | 0 | 0 |  | N | N | N
8094 | 422001-0000 | Pekerjaan Pemasangan/ Penarikan Kabel Power Tembaga Diameter >25-35 mm | Installation/Pulling Work of Copper Power Cables with Diameter >25-35 mm |  | 0 | Mtr | 70000 | 0000 | IDR |  | 2000 | 0 |  | N | N | N
8532 | 422007-0000 | Pekerjaan Pemasangan/ Penarikan Kabel Serat Optik (FO) 12 Core, In Duct | Installation/Pulling Work of 12 Core Fiber Optic (FO) Cable, In Duct | 2013-10-03 14:08:20 | 0 | Mtr | 1875 | 0000 | IDR | General | 1875 | 11132 | Material | N | N | N | ""
8672 | 424040-0000 | Pekerjaan Pemasangan/ Penarikan Kabel Serat Optik (FO) 144 Core, In Duct | Installation/Pulling Work of 144 Core Fiber Optic Cable (FO), In Duct | 2013-10-04 16:08:28 | 0 | Mtr | 3459.82 | 0000 | IDR | General | 1980 | 11132 | Material | N | N | N | ""
8539 | 422013-0000 | Pekerjaan Pemasangan/ Penarikan Kabel Serat Optik (FO) 24 Core, Aerial | 24 Core Fiber Optic Cable Installation/Pulling Work, Aerial | 2013-10-03 14:25:05 | 0 | Mtr | 3932 | 0000 | IDR | General | 4000 | 11132 | Material | N | N | N | ""
8533 | 422008-0000 | Pekerjaan Pemasangan/ Penarikan Kabel Serat Optik (FO) 24 Core, In Duct | Installation/Pulling Work of 24 Core Fiber Optic (FO) Cable, In Duct | 2013-10-03 14:09:29 | 0 | Mtr | 2843.75 | 0000 | IDR | General | 1875 | 11132 | Material | N | N | N | ""
8673 | 424041-0000 | Pekerjaan Pemasangan/ Penarikan Kabel Serat Optik (FO) 264 Core, In Duct | Fiber Optic Cable Installation/Pulling Work (FO) 264 Core, In Duct | 2013-10-04 16:09:19 | 0 | Mtr | 1 | 0000 | IDR | General | 0 | 11132 | Material | N | N | N | ""
9396 | 424068-0000 | Pekerjaan Pemasangan/ Penarikan Kabel Serat Optik (FO) 288 Core, In Duct | Installation/Pulling Work of 288 Core Fiber Optic Cable (FO), In Duct | 2014-08-11 11:05:06 | 0 | Mtr | 3454.36 | 0000 | IDR | General | 2788 | 11711 | Material | N | N | N | ""
8540 | 422014-0000 | Pekerjaan Pemasangan/ Penarikan Kabel Serat Optik (FO) 48 Core, Aerial | Fiber Optic Cable Installation/Pulling Work (FO) 48 Core, Aerial | 2013-10-03 14:26:03 | 0 | Mtr | 3932 | 0000 | IDR | General | 2250 | 11132 | Material | N | N | N | ""
8534 | 422009-0000 | Pekerjaan Pemasangan/ Penarikan Kabel Serat Optik (FO) 48 Core, In Duct | Installation/Pulling Work of 48 Core Fiber Optic (FO) Cable, In Duct | 2013-10-03 14:10:22 | 0 | Mtr | 2843.75 | 0000 | IDR | General | 1875 | 11132 | Material | N | N | N | ""
8538 | 422012-0000 | Pekerjaan Pemasangan/ Penarikan Kabel Serat Optik (FO) 8 Core, Aerial | 8 Core Fiber Optic Cable Installation/Pulling Work, Aerial | 2013-10-03 14:24:12 | 0 | Mtr | 1 | 0000 | IDR | General | 0 | 11132 | Material | N | N | N | ""
8674 | 424042-0000 | Pekerjaan Pemasangan/ Penarikan Kabel Serat Optik (FO) 96 Core, Aerial | 96 Core Fiber Optic Cable Installation/Pulling Work, Aerial | 2013-10-04 16:10:22 | 0 | Mtr | 3932 | 0000 | IDR | General | 0 | 11132 | Material | N | N | N | ""
8535 | 422010-0000 | Pekerjaan Pemasangan/ Penarikan Kabel Serat Optik (FO) 96 Core, In Duct | Installation/Pulling Work of 96 Core Fiber Optic (FO) Cable, In Duct | 2013-10-03 14:11:10 | 0 | Mtr | 2843.75 | 0000 | IDR | General | 1875 | 11132 | Material | N | N | N | ""
8095 | 422002-0000 | Pekerjaan Pemasangan/ Penarikan Kabel Serat Optik (FO) >08-48 Core, Aerial | Fiber Optic Cable Installation/Pulling Work (FO) >08-48 Core, Aerial |  | 0 | Mtr | 1875 | 0000 | IDR |  | 1875 | 0 |  | N | N | N
8096 | 422003-0000 | Pekerjaan Pemasangan/ Penarikan Kabel Serat Optik (FO) >12-96 Core, In Duct | Fiber Optic Cable Installation/Pulling Work (FO) >12-96 Core, In Duct |  | 0 | Mtr | 1875 | 0000 | IDR |  | 1875 | 0 |  | N | N | N
8097 | 422004-0000 | Pekerjaan Pemasangan/ Penarikan Kabel Serat Optik (FO) >96-264 Core, In Duct | Fiber Optic Cable Installation/Pulling Work (FO) >96-264 Core, In Duct |  | 0 | Mtr | 2085 | 0000 | IDR |  | 2085 | 0 |  | N | N | N
8537 | 422011-0000 | Pekerjaan Pemasangan/ Penarikan Kabel Serat Optik (FO) 12 Core, Aerial | 12 Core Fiber Optic Cable Installation/Pulling Work, Aerial | 2013-10-03 14:22:27 | 0 | Mtr | 2577 | 0000 | IDR | General | 2084 | 11132 | Material | N | N | N | ""
8098 | 422005-0000 | Pekerjaan Pemasangan/ Penarikan Kabel Tel. Tembaga Diameter >25-35 mm | Installation/Pulling Work of Copper Tel. Cable Diameter >25-35 mm |  | 0 | Mtr | 0 | 0000 |  |  | 0 | 0 |  | N | N | N
8099 | 422006-0000 | Pekerjaan Pemasangan/ Penarikan Kabel Tel. Tembaga Diameter >35-45 mm | Installation/Pulling Work of Copper Tel. Cable Diameter >35-45 mm |  | 0 | Mtr | 0 | 0000 |  |  | 0 | 0 |  | N | N | N
8086 | 421005-0000 | Pekerjaan Pemasangan/ Penggelaran 1 Pipa Sub-Duct HDPE Diameter 28/32 inchi, Sistem Manual | Installation/Rolling Work of 1 HDPE Sub-Duct Pipe with a Diameter of 28/32 inches, Manual System |  | 0 | Mtr | 1344.98 | 0000 | IDR |  | 1042 | 0 |  | N | N | N
8084 | 421003-0000 | Pekerjaan Pemasangan/ Penggelaran 3 Pipa Sub-Duct HDPE Diameter 28/32 inchi, Sistem Manual | Installation/Rolling Work of 3 HDPE Sub-Duct Pipes with a Diameter of 28/32 inches, Manual System |  | 0 | Mtr | 1760 | 0000 | IDR |  | 0 | 0 |  | N | N | N
8082 | 421001-0000 | Pekerjaan Pemasangan/ Penggelaran Pipa Duct HDPE Diameter 1 inchi, Sistem Manual | Installation/Rolling of 1 inch Diameter HDPE Duct Pipe, Manual System |  | 0 | Mtr | 1305.6 | 0000 | IDR |  | 0 | 0 |  | N | N | N
8083 | 421002-0000 | Pekerjaan Pemasangan/ Penggelaran Pipa Duct HDPE Diameter 40/33 inchi, Sistem Manual | Installation/Rolling of HDPE Duct Pipes with a Diameter of 40/33 inches, Manual System |  | 0 | Mtr | 1280.37 | 0000 | IDR |  | 0 | 0 |  | N | N | N
8302 | 423032-0000 | Pekerjaan Pemasangan/ Penggelaran Pipa Duct HDPE Diameter 50/42 inchi, Sistem Manual | Installation/Rolling of HDPE Duct Pipes with a Diameter of 50/42 inches, Manual System | 2013-08-01 10:47:40 | 0 | Mtr | 1280 | 0000 | IDR | General | 0 | 10101 | Material | N | N | N | ""
8085 | 421004-0000 | Pekerjaan Pemasangan/ Penggelaran Pipa HDPE Diameter 4 inchi, Sistem Manual | Installation/Rolling of 4 inch Diameter HDPE Pipe, Manual System |  | 0 | Mtr | 0 | 0000 |  |  | 0 | 0 |  | N | N | N
8265 | 421013-0000 | Pekerjaan Pemasangan/ Penggelaran Pipa PVC Diameter 4 inchi, Sistem Manual | Installation/Rolling of 4 inch Diameter PVC Pipe, Manual System | 2013-07-28 10:48:19 | 0 | Mtr | 1 | 0000 | IDR | General | 0 | 9991 | Material | N | N | N | ""
8282 | 121169-0000 | Pekerjaan Pemasangan/ Penggelaran Pipa PVC Diameter 4 inchi, Sistem Manual | Installation/Rolling of 4 inch Diameter PVC Pipe, Manual System | 2013-08-01 09:47:43 | 0 | Mtr | 67118.4 | 0000 | IDR | General | 26042 | 10101 | Material | N | N | N | ""
8113 | 321001-0000 | Pekerjaan Pemasangan/ Penyambungan Daya Listrik 2200 VA (Non-Multiguna) | 2200 VA Electrical Power Installation/Connection Work (Non-Multipurpose) |  | 0 | Ls | 0 | 0000 |  |  | 0 | 0 |  | N | N | N
8114 | 321002-0000 | Pekerjaan Pemasangan/ Penyambungan Daya Listrik 3500 VA (Non-Multiguna) | 3500 VA Electrical Power Installation/Connection Work (Non-Multipurpose) |  | 0 | Ls | 0 | 0000 |  |  | 0 | 0 |  | N | N | N
8266 | 323016-0000 | Pekerjaan Pemasangan/ Penyambungan Daya Listrik 4000 VA (Non-Multiguna) | 4000 VA Electrical Power Installation/Connection Work (Non-Multipurpose) | 2013-07-28 10:50:36 | 0 | Ls | 0 | 0000 | IDR | General | 0 | 9991 | Material | N | N | N | ""
8115 | 321003-0000 | Pekerjaan Pemasangan/ Penyambungan Daya Listrik 4400 VA (Non-Multiguna) | 4400 VA Electrical Power Installation/Connection Work (Non-Multipurpose) |  | 0 | Ls | 0 | 0000 |  |  | 0 | 0 |  | N | N | N
9025 | 323032-0000 | Pekerjaan Pemasangan/Penyambungan Daya Listrik 200 KVA | 200 KVA Electrical Power Installation/Connection Work | 2014-02-19 12:43:19 | 0 | Ls | 0 | 0000 | IDR | General | 0 | 12184 | Material | N | N | N | ""
8088 | 421007-0000 | Pekerjaan Pembersihan Duct (Rodding) | Duct Cleaning Work (Rodding) |  | 0 | Mtr | 1309.5 | 0000 | IDR |  | 1544 | 0 |  | N | N | N
7796 | 124011-0000 | Pekerjaan Pembesian dengan Besi Polos atau Besi Ulir | Reinforcement Work with Plain Iron or Threaded Iron |  | 0 | Service | 1000 | Kg | IDR | "" | 1300 | 0 | Material | N | N | N
11787 | 129423-0000 | Pekerjaan Pembesian dengan Besi Ulir atau Besi Polos | Reinforcement Work with Threaded Iron or Plain Iron | 2021-06-10 13:40:22 | 0 | Kg | 1000 | 0000 | IDR | General | 0 | 0 | Material | N | N | N | ""
8373 | 123042-0000 | Pekerjaan pembongkaran tiang beton 9 meter | 9 meter concrete pole demolition work | 2013-08-20 10:14:55 | 0 | Mtr | 0 | 0000 | IDR | General | 0 | 10301 | Material | N | N | N | ""
9327 | 129103-0000 | Pekerjaan pembuatan gorong-gorong uk.1x1 m di alur-di atas Bendung | Work on constructing a 1x1 m culvert in the channel above the dam | 2014-06-13 14:24:49 | 0 | Mtr | 0 | 0000 | IDR | General | 0 | 0 | Material | N | N | N | ""
9287 | 129099-0000 | Pekerjaan Pembuatan Handhole | Handhole Construction Work | 2014-06-03 09:38:58 | 0 | Ls | 1724365.25 | 0000 | IDR | General | 0 | 11513 | Material | N | N | N | ""
10262 | 111369-0000 | Pekerjaan Pembuatan Handhole Type HH1 ukuran dimensi dalam (P X L X T sama dengan 170x150x165) cor beton 1 bagi 2 bagi 3 | Handhole Construction Work Type HH1, internal dimensions (L X W X H equals 170x150x165) concrete casting 1 divided by 2 divided by 3 | 2016-07-25 18:37:25 | 0 | Pcs | 0 | 0000 |  | General | 0 | 0 | Material | N | N | N | ""
8452 | 423035-0000 | Pekerjaan pembuatan pondasi construction all type, side walk and protection bar referr to PPJT JARLOKAT dan grounding system for equipment and sealed material (maks 1 ohm) | Construction work on all types of foundations, side walks and protection bars refer to PPJT JARLOKAT and grounding systems for equipment and sealed materials (max 1 ohm) | 2013-09-10 13:40:40 | 0 | Unit | 1041667 | 0000 | IDR | General | 1041667 | 11194 | Material | N | N | N | ""
8293 | 423023-0000 | Pekerjaan Pembuatan Pondasi ODC 144 Core, termasuk Lantai Keramik dan Pengaman (5 buah tongak pipa baja) | ODC 144 Core Foundation Construction Work, including Ceramic Floor and Safety (5 steel pipe rods) | 2016-01-12 08:35:03 | 0 | Pcs | 4365000 | 0000 | IDR | General | 0 | 10101 | Material | N | N | N | ""
10115 | 129135-0000 | Pekerjaan Pembuatan Pondasi ODC 288 Core, termasuk Lantai Keramik dan Pengaman (5 buah tongak pipa baja) | ODC 288 Core Foundation Construction Work, including Ceramic Floor and Safety (5 steel pipe rods) | 2016-01-12 08:46:07 | 0 | Pcs | 4652148.41 | 0000 | IDR | General | 0 | 13800 | Material | N | N | N | ""
9024 | 111267-0000 | Pekerjaan Pembuatan Portal (Material dan Jasa) | Portal Creation Work (Materials and Services) | 2014-02-19 12:42:20 | 0 | Unit | 4000000 | 0000 | IDR | General | 4000000 | 12184 | Material | N | N | N | ""
9021 | 111264-0000 | Pekerjaan Pembuatan Pos Jaga (Material dan Jasa) | Guard Post Construction Work (Materials and Services) | 2014-02-19 12:38:59 | 0 | Ls | 7224489.8 | 0000 | IDR | General | 7224489.8 | 12184 | Material | N | N | N | ""
8596 | 323023-0000 | Pekerjaan Penarikan & Pemasangan Conductor & Aksesoris (Stringing) | Conductor & Accessories (Stringing) Pulling & Installation Work | 2013-10-04 09:56:17 | 0 | Km | 45833334 | 0000 | IDR | General | 0 | 11132 | Material | N | N | N | ""
9901 | 323120-0000 | Pekerjaan Penarikan dan sagging kawat GSW 55 | GSW 55 wire pulling and sagging work | 2015-06-19 13:48:44 | 0 | Mtr | 9360 | 0000 | IDR | General | 0 | 0 | Material | N | N | N | ""
8700 | 323031-0000 | Pekerjaan Penarikan kabel & terminasi dari RTU ke panel kontrol | Cable pulling & termination work from RTU to control panel | 2013-10-17 13:45:44 | 0 | Ls | 0 | 0000 | IDR | General | 0 | 11366 | Material | N | N | N | ""
10152 | 424145-0000 | Pekerjaan Penarikan Kabel FO ADSS 24 core | 24 core ADSS FO Cable Pulling Work | 2016-02-19 10:05:20 | 0 | Mtr | 4163 | 0000 | IDR | General | 0 | 0 | Material | N | N | N | ""
8374 | 423010-0000 | Pekerjaan penarikan kabel FO eksisting (rehaspel) | Existing FO cable pulling work (rehaspel) | 2013-08-20 10:20:19 | 0 | Mtr | 0 | 0000 | IDR | General | 0 | 10301 | Material | N | N | N | ""
8447 | 323019-0000 | Pekerjaan Penarikan/Pemasangan Kabel Konduktor (Stringing) | Conductor Cable Pulling/Installation Work (Stringing) | 2013-09-09 11:39:42 | 0 | Km | 91600000 | 0000 | IDR | General | 266709000 | 11194 | Material | N | N | N | ""
8280 | 124025-0000 | Pekerjaan Pengaspalan Termasuk Subase dan Surface | Paving Works Including Subbase and Surface | 2013-08-01 09:42:52 | 0 | M2 | 0 | 0000 | IDR | General | 0 | 10101 | Material | N | N | N | ""
8248 | 121201-0000 | Pekerjaan Pengaspalan termasuk Subbase dan Surface | Paving Works including Subbase and Surface | 2013-07-26 06:43:12 | 0 | M2 | 0 | 0000 | IDR | General | 0 | 9991 | Material | N | N | N | ""
8076 | 122015-0000 | Pekerjaan Pengeboran Tanah Horizontal Diameter 4 inchi, Sistem Manual | Horizontal Soil Drilling Work 4 inch Diameter, Manual System |  | 0 | Mtr | 0 | 0000 |  |  | 0 | 0 |  | N | N | N
8075 | 122014-0000 | Pekerjaan Pengeboran Tanah Horizontal Diameter s/d 2 inchi, Sistem Manual | Horizontal Soil Drilling Work with a Diameter of up to 2 inches, Manual System |  | 0 | Mtr | 0 | 0000 |  |  | 0 | 0 |  | N | N | N
7954 | 121156-0000 | Pekerjaan Pengecatan Permukaan Baja Dengan Cat Besi, 1 Lapis Cat Dasar, 2 Lapis Cat Penutup | Steel Surface Painting Work With Iron Paint, 1 Coat of Base Paint, 2 Coats of Top Paint |  | 0 | Service | 8500000 | M2 | IDR | "" | 0 | 0 | Material | N | N | N
7957 | 121159-0000 | Pekerjaan Pengecatan Permukaan Baja Dengan Galvanis secara Fabrikasi, tebal 200 um | Painting Work on Steel Surfaces with Galvanized Fabrication, 200 um Thickness |  | 0 | Service | 6800 | M2 | IDR | "" | 0 | 0 | Material | N | N | N
7955 | 121157-0000 | Pekerjaan Pengecatan Permukaan Baja Dengan Galvanis secara Manual, tebal 200 um | Manual Galvanized Steel Surface Painting Work, 200 um thick |  | 0 | Service | 350 | M2 | IDR | "" | 0 | 0 | Material | N | N | N
7956 | 121158-0000 | Pekerjaan Pengecatan Permukaan Baja Dengan Galvanis secara Semprot, tebal 200 um | Spray Painting Work on Galvanized Steel Surfaces, 200 um Thick |  | 0 | Service | 0 | M2 | "" | "" | 0 | 0 | Material | N | N | N
7952 | 121154-0000 | Pekerjaan Pengecatan Permukaan Baja dengan Meni Besi | Steel Surface Painting Work with Iron Meni |  | 0 | Service | 500 | M2 | IDR | "" | 0 | 0 | Material | N | N | N
7953 | 121155-0000 | Pekerjaan Pengecatan Permukaan Baja dengan Meni Besi dan Perancah | Steel Surface Painting Work with Iron and Scaffolding |  | 0 | Service | 0 | M2 | "" | "" | 0 | 0 | Material | N | N | N
8671 | 129075-0000 | Pekerjaan Pengecatan Steelpole | Steelpole Painting Job | 2013-10-04 11:21:34 | 0 | Twr | 3800000 | 0000 | IDR | General | 0 | 11132 | Material | N | N | N | ""
7948 | 121150-0000 | Pekerjaan Pengecatan Tembok Baru ( 1 Plamir, 1 Lapis Cat Dasar, 2 Lapis Cat Penutup ) | New Wall Painting Job (1 Plaster, 1 Base Coat, 2 Top Coats) |  | 0 | Service | 11620 | M2 | IDR | "" | 0 | 0 | Material | N | N | N
10895 | 129300-0000 | Pekerjaan Pengecoran Beton Bertulang K 225 | Reinforced Concrete Casting Work K 225 | 2017-08-04 16:51:24 | 0 | M3 | 833333.33 | 0000 | IDR | General | 0 | 0 | Material | N | N | N | ""
10889 | 221043-0000 | Pekerjaan Pengelasan Basic Tower | Basic Tower Welding Work | 2017-08-04 16:19:25 | 0 | Set | 833333.33 | 0000 | IDR | General | 0 | 0 | Material | N | N | N | ""
7724 | 121004-0000 | Pekerjaan Pengukuran kembali (site) dan Pemasangan Bowplank | Re-measuring (site) and Bowplank Installation Work |  | 0 | Service | 0 | Mtr | "" | "" | 0 | 0 | Material | N | N | N
12658 | 323237-0000 | Pekerjaan Pengukuran Resistivitas Tanah (Geolistrik) | Soil Resistivity Measurement Work (Geoelectric) | 2025-06-23 19:54:02 | 0 | Ttk | 0 | 0000 |  | General | 0 | 0 | Material | N | N | N | ""
10287 | 129149-0000 | Pekerjaan peninggian tutup manhole / handhole | Manhole / handhole cover elevation work | 2016-08-30 10:14:49 | 0 | Pcs | 0 | 0000 |  | General | 0 | 0 | Material | N | N | N | ""
9104 | 129082-0000 | Pekerjaan Penstock Mechanical works | Penstock Mechanical works | 2014-03-14 16:25:19 | 0 | Ls | 0 | 0000 | IDR | General | 0 | 11633 | Material | N | N | N | ""
8714 | 424045-0000 | Pekerjaan penyambungan cable serat optik (optical splice/termination) untuk FO 12 core | Fiber optic cable splicing work (optical splice/termination) for FO 12 cores | 2013-10-23 13:55:18 | 0 | Core | 35000 | 0000 | IDR | General | 26041.67 | 11366 | Material | N | N | N | ""
8357 | 423004-0000 | Pekerjaan penyambungan cable serat optik (optical splice/termination) untuk FO 24 core | Fiber optic cable splicing work (optical splice/termination) for FO 24 cores | 2013-10-23 13:57:18 | 0 | Ls | 1 | 0000 | IDR | General | 0 | 10301 | Material | N | N | N | ""
8100 | 423001-0000 | Pekerjaan Penyambungan Kabel Serat Optik (Optical Splice/ Termination) | Fiber Optic Cable Splice/Termination Work |  | 0 | Core | 48079.85 | 0000 | IDR |  | 44909 | 0 |  | N | N | N
8361 | 423008-0000 | Pekerjaan penyambungan kabel serat optik (optical splice/termination) untuk FO 144 core | Fiber optic cable splicing work (optical splice/termination) for FO 144 core | 2013-08-19 10:21:47 | 0 | Pcs | 27500 | 0000 | IDR | General | 0 | 10301 | Material | N | N | N | ""
8358 | 423005-0000 | Pekerjaan penyambungan kabel serat optik (optical splice/termination) untuk FO 24 core | Fiber optic cable splicing work (optical splice/termination) for FO 24 cores | 2013-08-19 10:18:34 | 0 | Pcs | 27500 | 0000 | IDR | General | 26041.67 | 10301 | Material | N | N | N | ""
8715 | 424046-0000 | Pekerjaan penyambungan kabel serat optik (optical splice/termination) untuk FO 264 core | Fiber optic cable splicing work (optical splice/termination) for FO 264 cores | 2013-10-23 14:13:45 | 0 | Core | 26041.67 | 0000 | IDR | General | 26041.67 | 11366 | Material | N | N | N | ""
8362 | 423009-0000 | Pekerjaan penyambungan kabel serat optik (optical splice/termination) untuk FO 288 core | Fiber optic cable splicing work (optical splice/termination) for FO 288 cores | 2013-08-19 10:22:53 | 0 | Pcs | 21825 | 0000 | IDR | General | 0 | 10301 | Material | N | N | N | ""
8359 | 423006-0000 | Pekerjaan penyambungan kabel serat optik (optical splice/termination) untuk FO 48 core | Fiber optic cable splicing work (optical splice/termination) for FO 48 cores | 2013-08-19 10:19:35 | 0 | Pcs | 27500 | 0000 | IDR | General | 7200000 | 10301 | Material | N | N | N | ""
8360 | 423007-0000 | Pekerjaan penyambungan kabel serat optik (optical splice/termination) untuk FO 96 core | Fiber optic cable splicing work (optical splice/termination) for FO 96 cores | 2013-08-19 10:20:33 | 0 | Pcs | 33000 | 0000 | IDR | General | 26041.67 | 10301 | Material | N | N | N | ""
8101 | 423002-0000 | Pekerjaan Penyambungan Kabel Tel. Tembaga/ Cable Splicing of JF (Non-Working Pairs) | Tel. Copper Cable Splicing Work/ Cable Splicing of JF (Non-Working Pairs) |  | 0 | Paa | 1 | 0000 |  |  | 0 | 0 |  | N | N | N
8102 | 423003-0000 | Pekerjaan Penyambungan Kabel Tel. Tembaga/ Cable Splicing of JF (Working Pairs) | Copper Tel. Cable Splicing Work/ Cable Splicing of JF (Working Pairs) |  | 0 | Paa | 1 | 0000 |  |  | 0 | 0 |  | N | N | N
12290 | 129454-0000 | Pekerjaan Perakitan Besi Beton | Reinforced Concrete Assembly Work | 2023-09-12 11:20:28 | 0 | M2 | 7000 | 0000 | IDR | General | 0 | 0 | Material | N | N | N | ""
11789 | 129425-0000 | Pekerjaan Perakitan Besi Beton | Reinforced Concrete Assembly Work | 2021-06-10 15:29:45 | 0 | Kg | 1000 | 0000 | IDR | General | 0 | 0 | Material | N | N | N | ""
11785 | 129422-0000 | Pekerjaan Perakitan Besi dan Pondasi | Iron and Foundation Assembly Work | 2021-06-10 13:21:36 | 0 | Kg | 0 | 0000 |  | General | 0 | 0 | Material | N | N | N | ""
9204 | 424055-0000 | Pekerjaan Perbaikan FO Cut Site Ambon | FO Cut Site Ambon Repair Work | 2014-04-25 15:01:50 | 0 | Ls | 0 | 0000 | IDR | General | 0 | 11313 | Material | N | N | N | ""
9206 | 424057-0000 | Pekerjaan Perbaikan FO Cut Site Jayapura | Jayapura FO Cut Site Repair Work | 2014-04-25 15:03:08 | 0 | Ls | 0 | 0000 | IDR | General | 0 | 11313 | Material | N | N | N | ""
9200 | 424051-0000 | Pekerjaan Perbaikan FO Cut Site Kendari | FO Cut Site Repair Work Kendari | 2014-04-25 14:58:51 | 0 | Ls | 0 | 0000 | IDR | General | 0 | 11313 | Material | N | N | N | ""
9201 | 424052-0000 | Pekerjaan Perbaikan FO Cut Site Makasar | Makassar FO Cut Site Repair Work | 2014-04-25 14:59:55 | 0 | Ls | 0 | 0000 | IDR | General | 0 | 11313 | Material | N | N | N | ""
9203 | 424054-0000 | Pekerjaan Perbaikan FO Cut Site Manado | Manado Cut Site FO Repair Work | 2014-04-25 15:01:20 | 0 | Ls | 0 | 0000 | IDR | General | 0 | 11313 | Material | N | N | N | ""
9202 | 424053-0000 | Pekerjaan Perbaikan FO Cut Site Palu | FO Cut Site Repair Work in Palu | 2014-04-25 15:00:35 | 0 | Ls | 0 | 0000 | IDR | General | 0 | 11313 | Material | N | N | N | ""
9208 | 424059-0000 | Pekerjaan Perbaikan FO Cut Site Sorong | Sorong FO Cut Site Repair Work | 2014-04-25 15:04:28 | 0 | Ls | 0 | 0000 | IDR | General | 0 | 11313 | Material | N | N | N | ""
9205 | 424056-0000 | Pekerjaan Perbaikan FO Cut Site Ternate | Ternate FO Cut Site Repair Work | 2014-04-25 15:02:18 | 0 | Ls | 0 | 0000 | IDR | General | 0 | 11313 | Material | N | N | N | ""
9207 | 424058-0000 | Pekerjaan Perbaikan FO Cut Site Timika | Timika FO Cut Site Repair Work | 2014-04-25 15:03:47 | 0 | Ls | 0 | 0000 | IDR | General | 0 | 11313 | Material | N | N | N | ""
10038 | 424126-0000 | Pekerjaan Perbaikan Galian | Excavation Repair Work | 2015-11-05 09:39:12 | 0 | Mtr | 50000 | 0000 | IDR | General | 0 | 0 | Material | N | N | N | ""
9293 | 424060-0000 | Pekerjaan Perbaikan Tiang Beton (Miring) | Concrete Pillar Repair Work (Slanted) | 2014-06-05 11:18:41 | 0 | Ls | 0 | 0000 | IDR | General | 0 | 11513 | Material | N | N | N | ""
8153 | 120000-0000 | Pekerjaan Perkerasan Jalan, Pengaspalan | Road Paving Work, Asphalt Paving | 2013-07-04 12:29:43 | 0 | M2 | 0 | 0000 | IDR | General | 0 | 9982 | Material | N | N | N | ""
7756 | 123009-0000 | Pekerjaan Plesteran Dinding 1Pc : 2Ps, tebal 20 mm | Wall Plastering Work 1Pc : 2Ps, 20 mm thick |  | 0 | Service | 0 | M2 | "" | "" | 0 | 0 | Material | N | N | N
7761 | 123014-0000 | Pekerjaan Plesteran Dinding 1Pc : 2Ps, tebal 25 mm | Wall Plastering Work 1Pc : 2Ps, 25 mm thick |  | 0 | Service | 0 | M2 | "" | "" | 0 | 0 | Material | N | N | N
7765 | 123018-0000 | Pekerjaan Plesteran Dinding 1Pc : 2Ps, tebal 30 mm | Wall Plastering Work 1Pc : 2Ps, 30 mm thick |  | 0 | Service | 0 | M2 | "" | "" | 0 | 0 | Material | N | N | N
7754 | 123007-0000 | Pekerjaan Plesteran Dinding 1Pc : 3Ps, tebal 15 mm | Wall Plastering Work 1Pc: 3Ps, 15 mm thick |  | 0 | Service | 50000 | M2 | IDR | "" | 0 | 0 | Material | N | N | N
7757 | 123010-0000 | Pekerjaan Plesteran Dinding 1Pc : 3Ps, tebal 20 mm | Wall Plastering Work 1Pc: 3Ps, 20 mm thick |  | 0 | Service | 0 | M2 | "" | "" | 0 | 0 | Material | N | N | N
7762 | 123015-0000 | Pekerjaan Plesteran Dinding 1Pc : 3Ps, tebal 25 mm | Wall Plastering Work 1Pc: 3Ps, 25 mm thick |  | 0 | Service | 0 | M2 | "" | "" | 0 | 0 | Material | N | N | N
7766 | 123019-0000 | Pekerjaan Plesteran Dinding 1Pc : 3Ps, tebal 30 mm | Wall Plastering Work 1Pc: 3Ps, 30 mm thick |  | 0 | Service | 0 | M2 | "" | "" | 0 | 0 | Material | N | N | N
7777 | 123030-0000 | Pekerjaan Plesteran Dinding 1Pc : 3Ps, tebal 15 mm + Acian | Wall Plastering Work 1Pc: 3Ps, 15 mm thick + Cement |  | 0 | Service | 45000 | M2 | IDR | "" | 0 | 0 | Material | N | N | N
7758 | 123011-0000 | Pekerjaan Plesteran Dinding 1Pc : 4Ps, tebal 20 mm | Wall Plastering Work 1Pc: 4Ps, 20 mm thick |  | 0 | Service | 0 | M2 | "" | "" | 0 | 0 | Material | N | N | N
7763 | 123016-0000 | Pekerjaan Plesteran Dinding 1Pc : 4Ps, tebal 25 mm | Wall Plastering Work 1Pc: 4Ps, 25 mm thick |  | 0 | Service | 0 | M2 | "" | "" | 0 | 0 | Material | N | N | N
7767 | 123020-0000 | Pekerjaan Plesteran Dinding 1Pc : 4Ps, tebal 30 mm | Wall Plastering Work 1Pc: 4Ps, 30 mm thick |  | 0 | Service | 0 | M2 | "" | "" | 0 | 0 | Material | N | N | N
7755 | 123008-0000 | Pekerjaan Plesteran Dinding 1Pc : 5Ps, tebal 15 mm | Wall Plastering Work 1Pc: 5Ps, 15 mm thick |  | 0 | Service | 0 | M2 | "" | "" | 0 | 0 | Material | N | N | N
7759 | 123012-0000 | Pekerjaan Plesteran Dinding 1Pc : 5Ps, tebal 20 mm | Wall Plastering Work 1Pc: 5Ps, 20 mm thick |  | 0 | Service | 0 | M2 | "" | "" | 0 | 0 | Material | N | N | N
7764 | 123017-0000 | Pekerjaan Plesteran Dinding 1Pc : 5Ps, tebal 25 mm | Wall Plastering Work 1Pc: 5Ps, 25 mm thick |  | 0 | Service | 0 | M2 | "" | "" | 0 | 0 | Material | N | N | N
7768 | 123021-0000 | Pekerjaan Plesteran Dinding 1Pc : 5Ps, tebal 30 mm | Wall Plastering Work 1Pc: 5Ps, 30 mm thick |  | 0 | Service | 0 | M2 | "" | "" | 0 | 0 | Material | N | N | N
7778 | 123031-0000 | Pekerjaan Plesteran Dinding 1Pc : 5Ps, tebal 15 mm + Acian | Wall Plastering Work 1Pc: 5Ps, 15 mm thick + Cement |  | 0 | Service | 0 | M2 | "" | "" | 0 | 0 | Material | N | N | N
7760 | 123013-0000 | Pekerjaan Plesteran Dinding 1Pc : 6Ps, tebal 20 mm | Wall Plastering Work 1Pc: 6Ps, 20 mm thick |  | 0 | Service | 0 | M2 | "" | "" | 0 | 0 | Material | N | N | N
11020 | 129336-0000 | Pekerjaan pondasi ( pad and chimney ) non Langsir | Non-Skid foundation work (pad and chimney) | 2017-10-31 09:05:32 | 0 | M3 | 1305000 | 0000 | IDR | General | 0 | 4189833 | Material | N | N | N | ""
11019 | 129335-0000 | Pekerjaan pondasi ( pad and chimney ) non Langsir, Semen, Besi beton | Foundation work (pad and chimney) non-skid, cement, reinforced concrete | 2017-10-31 09:05:17 | 0 | M3 | 240000 | 0000 | IDR | General | 0 | 1933350 | Material | N | N | N | ""
10180 | 111361-0000 | Pekerjaan Pondasi Aa2 Kelas 4 | Foundation Work Aa2 Class 4 | 2016-09-30 10:58:12 | 0 | Unit | 64254200 | 0000 | IDR | General | 0 | 13103 | Material | N | N | N | ""
10177 | 111358-0000 | Pekerjaan Pondasi Aa2 Kelas 4 150 kv | Aa2 Class 4 150 kv Foundation Work | 2016-09-30 10:16:56 | 0 | Unit | 73350000 | 0000 | IDR | General | 0 | 13103 | Material | N | N | N | ""
10186 | 111363-0000 | Pekerjaan Pondasi Bb2 kelas 4 | Foundation Work Bb2 class 4 | 2016-09-30 10:58:47 | 0 | Unit | 114830740 | 0000 | IDR | General | 0 | 13103 | Material | N | N | N | ""
11021 | 129337-0000 | Pekerjaan pondasi bore pile (only pile ) | Bore pile foundation work (only pile) | 2017-10-31 09:05:42 | 0 | Mtr | 50000 | 0000 | IDR | General | 0 | 700000 | Material | N | N | N | ""
10100 | 111353-0000 | Pekerjaan Pondasi Bored Pile Dia. 40cm termasuk Mob Demob, Besi Beton, Mix Design, Test Kubus (Material dan Jasa) | Bored Pile Foundation Work Dia. 40cm including Mob Demob, Reinforced Concrete, Mix Design, Test Cube (Materials and Services) | 2015-12-14 18:49:03 | 0 | Mtr | 500000 | 0000 | IDR | General | 0 | 0 | Material | N | Y | N | ""
9358 | 129111-0000 | Pekerjaan Pondasi Bored Pile Dia. 50cm termasuk Mob Demob, Besi Beton, Mix Design, Test Kubus (Material dan Jasa) | Bored Pile Foundation Work Dia. 50cm including Mob Demob, Reinforced Concrete, Mix Design, Test Cube (Materials and Services) | 2014-07-07 12:30:42 | 0 | Mtr | 859625 | 0000 | IDR | General | 710000 | 12020 | Material | N | N | N | ""
9357 | 129110-0000 | Pekerjaan Pondasi Bored Pile Dia. 60cm termasuk Mob Demob, Besi Beton, Mix Design, Test Kubus (Material dan Jasa) | Bored Pile Foundation Work Dia. 60cm including Mob Demob, Reinforced Concrete, Mix Design, Test Cube (Materials and Services) | 2014-07-07 12:29:38 | 0 | Mtr | 805000 | 0000 | IDR | General | 805000 | 12020 | Material | N | N | N | ""
10178 | 111359-0000 | Pekerjaan Pondasi Cc2 Kelas 2 | Foundation Work Cc2 Class 2 | 2016-09-30 10:57:53 | 0 | Unit | 116640800 | 0000 | IDR | General | 0 | 13103 | Material | N | N | N | ""
10185 | 111362-0000 | Pekerjaan Pondasi Cc2 kelas 3 | Foundation Work Cc2 class 3 | 2016-09-30 10:58:29 | 0 | Unit | 129610375 | 0000 | IDR | General | 0 | 13103 | Material | N | N | N | ""
10539 | 129199-0000 | Pekerjaan pondasi post gantry | Post gantry foundation work | 2017-03-24 16:12:31 | 0 | Unit | 15000000 | 0000 | IDR | General | 0 | 0 | Material | N | N | N | ""
10524 | 129184-0000 | Pekerjaan pondasi tower 4AA11 klas 2 | Tower foundation work 4AA11 class 2 | 2017-03-24 15:54:56 | 0 | Unit | 0 | 0000 |  | General | 0 | 0 | Material | N | N | N | ""
10525 | 129185-0000 | Pekerjaan pondasi tower 4AA11 klas 3 | Tower foundation work 4AA11 class 3 | 2017-03-24 15:58:16 | 0 | Unit | 0 | 0000 |  | General | 0 | 0 | Material | N | N | N | ""
10526 | 129186-0000 | Pekerjaan pondasi tower 4BB11 klas 3 | Tower foundation work 4BB11 class 3 | 2017-03-24 15:59:26 | 0 | Unit | 0 | 0000 |  | General | 0 | 0 | Material | N | N | N | ""
10527 | 129187-0000 | Pekerjaan pondasi tower 4BB11 klas 5 | Tower foundation work 4BB11 class 5 | 2017-03-24 16:00:33 | 0 | Unit | 0 | 0000 |  | General | 0 | 0 | Material | N | N | N | ""
10528 | 129188-0000 | Pekerjaan pondasi tower 4CC11 klas 1 | Tower foundation work 4CC11 class 1 | 2017-03-24 16:01:29 | 0 | Unit | 0 | 0000 |  | General | 0 | 0 | Material | N | N | N | ""
10529 | 129189-0000 | Pekerjaan pondasi tower 4CC11 klas 2 | Tower foundation work 4CC11 class 2 | 2017-03-24 16:02:40 | 0 | Unit | 0 | 0000 |  | General | 0 | 0 | Material | N | N | N | ""
10530 | 129190-0000 | Pekerjaan pondasi tower 4CC11 klas 3 | Tower foundation work 4CC11 class 3 | 2017-03-24 16:03:56 | 0 | Unit | 0 | 0000 |  | General | 0 | 0 | Material | N | N | N | ""
10531 | 129191-0000 | Pekerjaan pondasi tower 4DD11 klas 2 | Tower foundation work 4DD11 class 2 | 2017-03-24 16:05:01 | 0 | Unit | 0 | 0000 |  | General | 0 | 0 | Material | N | N | N | ""
10532 | 129192-0000 | Pekerjaan pondasi tower 4DD11 klas 3 | Tower foundation work 4DD11 class 3 | 2017-03-24 16:06:00 | 0 | Unit | 0 | 0000 |  | General | 0 | 0 | Material | N | N | N | ""
10533 | 129193-0000 | Pekerjaan pondasi tower 4DD11 klas 5 | Tower foundation work 4DD11 class 5 | 2017-03-24 16:07:07 | 0 | Unit | 18000000 | 0000 | IDR | General | 0 | 0 | Material | N | N | N | ""
10534 | 129194-0000 | Pekerjaan pondasi tower 4DD11 klas 6 | Tower foundation work 4DD11 class 6 | 2017-03-24 16:08:07 | 0 | Unit | 0 | 0000 |  | General | 0 | 0 | Material | N | N | N | ""
10535 | 129195-0000 | Pekerjaan pondasi tower 4DDR11 klas 3 | 4DDR11 class 3 tower foundation work | 2017-03-24 16:08:53 | 0 | Unit | 0 | 0000 |  | General | 0 | 0 | Material | N | N | N | ""
10536 | 129196-0000 | Pekerjaan pondasi tower 4DDR11 klas 6 | 4DDR11 tower foundation work class 6 | 2017-03-24 16:09:47 | 0 | Unit | 0 | 0000 |  | General | 0 | 0 | Material | N | N | N | ""
10537 | 129197-0000 | Pekerjaan pondasi tower 4EE11 klas 1 | Tower foundation work 4EE11 class 1 | 2017-03-24 16:10:33 | 0 | Unit | 0 | 0000 |  | General | 0 | 0 | Material | N | N | N | ""
10538 | 129198-0000 | Pekerjaan pondasi tower 4EE11 klas 3 | Tower foundation work 4EE11 class 3 | 2017-03-24 16:11:29 | 0 | Unit | 0 | 0000 |  | General | 0 | 0 | Material | N | N | N | ""
10371 | 111397-0000 | Pekerjaan Pondasi Tower Aa2 kelas 1 | Tower Foundation Work Aa2 class 1 | 2016-10-04 15:17:24 | 0 | Unit | 24735211.1 | 0000 | IDR | General | 0 | 13103 | Material | N | N | N | ""
10372 | 111398-0000 | Pekerjaan pondasi tower Aa2 kelas 1 | Aa2 class 1 tower foundation work | 2016-10-04 15:17:44 | 0 | Unit | 89058720 | 0000 | IDR | General | 0 | 13103 | Material | N | N | N | ""
10374 | 111400-0000 | Pekerjaan pondasi tower Aa2 kelas 1 | Aa2 class 1 tower foundation work | 2016-10-04 15:18:24 | 0 | Unit | 53000000 | 0000 | IDR | General | 0 | 13103 | Material | N | N | N | ""
10373 | 111399-0000 | Pekerjaan pondasi tower Aa2 kelas 4 | Tower foundation work Aa2 class 4 | 2016-10-04 15:18:05 | 0 | Unit | 76000000 | 0000 | IDR | General | 0 | 13103 | Material | N | N | N | ""
10369 | 111395-0000 | Pekerjaan Pondasi Tower Aa2 kelas 5 | Tower Foundation Work Aa2 class 5 | 2016-10-04 15:16:41 | 0 | Unit | 102329395 | 0000 | IDR | General | 0 | 13103 | Material | N | N | N | ""
10370 | 111396-0000 | Pekerjaan Pondasi tower Cc2 kelas 5 | Tower Foundation Work Cc2 class 5 | 2016-10-04 15:17:05 | 0 | Unit | 26400000 | 0000 | IDR | General | 0 | 13103 | Material | N | N | N | ""
10375 | 111401-0000 | Pekerjaan pondasi tower Drd2 kelas 5 | Drd2 tower foundation work class 5 | 2016-10-04 15:18:43 | 0 | Unit | 288243050 | 0000 | IDR | General | 0 | 13103 | Material | N | N | N | ""
9300 | 129101-0000 | Pekerjaan Pondasi Tower termasuk Mob Demob, Besi Beton, Mix Design, Test Kubus (Material dan Jasa) | Tower Foundation Work including Mob Demob, Reinforced Concrete, Mix Design, Cube Test (Materials and Services) | 2014-06-06 20:11:58 | 0 | M3 | 25000 | 0000 | IDR | General | 3134348 | 11513 | Material | N | N | N | ""
10299 | 129150-0000 | Pekerjaan Pondasi Tower Tipe AA | AA Type Tower Foundation Work | 2017-08-09 21:21:03 | 0 | Set | 37260400 | 0000 | IDR | General | 0 | 13252 | Material | N | N | N | ""
10301 | 129151-0000 | Pekerjaan Pondasi Tower Tipe AA2-1 | AA2-1 Type Tower Foundation Work | 2016-09-08 12:53:09 | 0 | Set | 25000000 | 0000 | IDR | General | 0 | 0 | Material | N | N | N | ""
10303 | 129152-0000 | Pekerjaan Pondasi Tower Tipe AA2-2 | AA2-2 Type Tower Foundation Work | 2016-09-08 12:54:57 | 0 | Set | 25587526.74 | 0000 | IDR | General | 0 | 0 | Material | N | N | N | ""
10305 | 129153-0000 | Pekerjaan Pondasi Tower Tipe AA3 | AA3 Type Tower Foundation Work | 2016-09-08 12:56:20 | 0 | Set | 41381700 | 0000 | IDR | General | 0 | 0 | Material | N | N | N | ""
10307 | 129154-0000 | Pekerjaan Pondasi Tower Tipe AA3W-1 | AA3W-1 Type Tower Foundation Work | 2016-09-08 13:01:29 | 0 | Set | 22567840 | 0000 | IDR | General | 0 | 0 | Material | N | N | N | ""
10309 | 129155-0000 | Pekerjaan Pondasi Tower Tipe AA3W-2 | AA3W-2 Tower Foundation Work | 2016-09-08 13:02:43 | 0 | Set | 106970800 | 0000 | IDR | General | 0 | 0 | Material | N | N | N | ""
10311 | 129156-0000 | Pekerjaan Pondasi Tower Tipe AA3W-3 | AA3W-3 Type Tower Foundation Work | 2016-09-08 13:03:40 | 0 | Set | 95591200 | 0000 | IDR | General | 0 | 0 | Material | N | N | N | ""
10313 | 129157-0000 | Pekerjaan Pondasi Tower Tipe AA3W-4 | Tower Foundation Work Type AA3W-4 | 2016-09-08 13:04:48 | 0 | Set | 114165300 | 0000 | IDR | General | 0 | 0 | Material | N | N | N | ""
10315 | 129158-0000 | Pekerjaan Pondasi Tower Tipe AA5 | AA5 Type Tower Foundation Work | 2016-09-08 13:21:32 | 0 | Set | 87772700 | 0000 | IDR | General | 0 | 0 | Material | N | N | N | ""
10317 | 129159-0000 | Pekerjaan Pondasi Tower Tipe AA6-1 | AA6-1 Type Tower Foundation Work | 2016-09-08 13:23:02 | 0 | Set | 2400000 | 0000 | IDR | General | 0 | 0 | Material | N | N | N | ""
10319 | 129160-0000 | Pekerjaan Pondasi Tower Tipe AA6-2 | AA6-2 Type Tower Foundation Work | 2016-09-08 13:29:03 | 0 | Set | 28835800 | 0000 | IDR | General | 0 | 0 | Material | N | N | N | ""
10321 | 129161-0000 | Pekerjaan Pondasi Tower Tipe AA6-3 | AA6-3 Type Tower Foundation Work | 2016-09-08 13:30:25 | 0 | Set | 28835800 | 0000 | IDR | General | 0 | 0 | Material | N | N | N | ""
10323 | 129162-0000 | Pekerjaan Pondasi Tower Tipe AA6-4 | AA6-4 Type Tower Foundation Work | 2016-09-08 13:31:28 | 0 | Set | 28835800 | 0000 | IDR | General | 0 | 0 | Material | N | N | N | ""
10325 | 129163-0000 | Pekerjaan Pondasi Tower Tipe AA6-5 | AA6-5 Type Tower Foundation Work | 2016-09-08 13:32:41 | 0 | Set | 28835800 | 0000 | IDR | General | 0 | 0 | Material | N | N | N | ""
10327 | 129164-0000 | Pekerjaan Pondasi Tower Tipe AA6-6 | AA6-6 Type Tower Foundation Work | 2016-09-08 13:33:36 | 0 | Set | 28835800 | 0000 | IDR | General | 0 | 0 | Material | N | N | N | ""
10329 | 129165-0000 | Pekerjaan Pondasi Tower Tipe AA6-7 | AA6-7 Type Tower Foundation Work | 2016-09-08 13:34:35 | 0 | Set | 25394200 | 0000 | IDR | General | 0 | 0 | Material | N | N | N | ""
10331 | 129166-0000 | Pekerjaan Pondasi Tower Tipe AA6-8 | AA6-8 Type Tower Foundation Work | 2016-09-08 13:35:51 | 0 | Set | 25394200 | 0000 | IDR | General | 0 | 0 | Material | N | N | N | ""
8650 | 129054-0000 | Pekerjaan Pondasi Tower Tipe BB1 | BB1 Type Tower Foundation Work | 2016-09-08 13:43:56 | 0 | Set | 38209800 | 0000 | IDR | General | 0 | 11132 | Material | N | N | N | ""
8653 | 129057-0000 | Pekerjaan Pondasi Tower Tipe BB2 | BB2 Tower Foundation Work | 2016-09-08 13:47:47 | 0 | Set | 51669400 | 0000 | IDR | General | 0 | 11132 | Material | N | N | N | ""
8654 | 129058-0000 | Pekerjaan Pondasi Tower Tipe BB3 | BB3 Type Tower Foundation Work | 2016-09-08 13:49:56 | 0 | Set | 71555100 | 0000 | IDR | General | 0 | 11132 | Material | N | N | N | ""
8655 | 129059-0000 | Pekerjaan Pondasi Tower Tipe BB3W-1 | Tower Foundation Work Type BB3W-1 | 2016-09-08 13:53:25 | 0 | Set | 96420400 | 0000 | IDR | General | 0 | 11132 | Material | N | N | N | ""
8656 | 129060-0000 | Pekerjaan Pondasi Tower Tipe BB3W-2 | Tower Foundation Work Type BB3W-2 | 2016-09-08 13:55:49 | 0 | Set | 96420400 | 0000 | IDR | General | 0 | 11132 | Material | N | N | N | ""
8651 | 129055-0000 | Pekerjaan Pondasi Tower Tipe CC2 | CC2 Tower Foundation Work | 2016-09-08 14:00:55 | 0 | Set | 68752000 | 0000 | IDR | General | 0 | 11132 | Material | N | N | N | ""
8657 | 129061-0000 | Pekerjaan Pondasi Tower Tipe CC5 | CC5 Tower Foundation Work | 2016-09-08 14:03:22 | 0 | Set | 156731700 | 0000 | IDR | General | 0 | 11132 | Material | N | N | N | ""
8658 | 129062-0000 | Pekerjaan Pondasi Tower Tipe CC6 | CC6 Tower Foundation Work | 2016-09-08 14:05:06 | 0 | Set | 44242100 | 0000 | IDR | General | 0 | 11132 | Material | N | N | N | ""
8652 | 129056-0000 | Pekerjaan Pondasi Tower Tipe DD3W | DD3W Type Tower Foundation Work | 2016-09-08 14:16:32 | 0 | Set | 153044100 | 0000 | IDR | General | 0 | 11132 | Material | N | N | N | ""
10778 | 129258-0000 | PEKERJAAN PRASARANA DAN SWITCHYARD Mobilisasi dan Demobilisasi | INFRASTRUCTURE AND SWITCHYARD WORKS Mobilization and Demobilization | 2017-08-03 19:40:58 | 0 | Ls | 15000000 | 0000 | IDR | General | 0 | 0 | Material | N | N | N | ""
10782 | 129262-0000 | PEKERJAAN PRASARANA DAN SWITCHYARD Pembuatan Gudang Semen dan Alat - alat (uk. 4 x 6 m) | INFRASTRUCTURE AND SWITCHYARD WORKS Construction of a Cement and Equipment Warehouse (size 4 x 6 m) | 2017-08-03 19:44:48 | 0 | M3 | 153786 | 0000 | IDR | General | 0 | 0 | Material | N | N | N | ""
10781 | 129261-0000 | PEKERJAAN PRASARANA DAN SWITCHYARD Pembuatan Kantor Direksi keet (uk. 4 x 12 m) | INFRASTRUCTURE AND SWITCHYARD WORKS Construction of the Director's Office (size 4 x 12 m) | 2017-08-03 19:43:58 | 0 | M2 | 489550.68 | 0000 | IDR | General | 0 | 0 | Material | N | N | N | ""
10780 | 129260-0000 | PEKERJAAN PRASARANA DAN SWITCHYARD Pengukuran dan Pemasangan Bouwplank lengkap | INFRASTRUCTURE AND SWITCHYARD WORKS Complete Bouwplank Measurement and Installation | 2017-08-03 19:43:09 | 0 | M2 | 94863 | 0000 | IDR | General | 0 | 0 | Material | N | N | N | ""
10783 | 129263-0000 | PEKERJAAN PRASARANA DAN SWITCHYARD. Administrasi & dokumentasi | Infrastructure and Switchyard Works. Administration & Documentation | 2017-08-03 19:45:30 | 0 | M2 | 4500000 | 0000 | IDR | General | 0 | 0 | Material | N | N | N | ""
10779 | 129259-0000 | PEKERJAAN PRASARANA DAN SWITCHYARDMembuat Papan nama proyek | INFRASTRUCTURE AND SWITCHYARD WORKS Making project name boards | 2017-08-03 19:41:52 | 0 | Ls | 1614583.33 | 0000 | IDR | General | 0 | 0 | Material | N | N | N | ""
8669 | 129073-0000 | Pekerjaan Retaining Wall (Reinforced Concrete K-225) | Retaining Wall Work (Reinforced Concrete K-225) | 2013-10-04 11:18:33 | 0 | M3 | 1250000 | 0000 | IDR | General | 0 | 11132 | Material | N | N | N | ""
10777 | 129257-0000 | Pekerjaan Rumah Jaga | Housekeeping Job | 2017-08-03 19:39:20 | 0 | Ls | 98381796 | 0000 | IDR | General | 0 | 0 | Material | N | N | N | ""
10776 | 129256-0000 | Pekerjaan RUMAH OPERATOR TYPE 54 | OPERATOR TYPE 54 HOMEWORK | 2017-08-03 19:38:33 | 0 | Ls | 238000000 | 0000 | IDR | General | 0 | 0 | Material | N | N | N | ""
9332 | 129108-0000 | Pekerjaan saluran air kotor dan bak penampungan (mess) | Sewerage and storage tank (mess) work | 2014-06-13 14:49:29 | 0 | Ls | 360000 | 0000 | IDR | General | 0 | 0 | Material | N | N | N | ""
9334 | 129109-0000 | Pekerjaan Shotcrete tebal 10 sd 12 cm, wire mesh dia. 6x150x150 mm | Shotcrete work is 10 to 12 cm thick, wire mesh diameter 6x150x150 mm | 2014-06-13 14:54:59 | 0 | M2 | 0 | 0000 | IDR | General | 0 | 0 | Material | N | N | N | ""
9320 | 129102-0000 | Pekerjaan Side ditch, concrete lining U type uk. 40x40 cm | Side ditch work, concrete lining U type UK. 40x40 cm | 2014-06-12 10:40:37 | 0 | Mtr | 41333.33 | 0000 | IDR | General | 41333.33 | 0 | Material | N | N | N | ""
10168 | 424147-0000 | Pekerjaan SR-100 Galian batu masif dengan kedalaman galian minimal 100 cm. | SR-100 Work Massive rock excavation with a minimum excavation depth of 100 cm. | 2016-03-22 13:36:16 | 0 | Mtr | 100000 | 0000 | IDR | General | 0 | 0 | Material | N | N | N | ""
10063 | 424129-0000 | Pekerjaan SR-80 Galian batu masif dengan kedalaman galian minimal 80 cm. | SR-80 Work Massive rock excavation with a minimum excavation depth of 80 cm. | 2015-11-19 12:26:56 | 0 | Mtr | 90000 | 0000 | IDR | General | 0 | 0 | Material | N | N | N | ""
7741 | 122007-0000 | Pekerjaan Stripping Tanah Kedalaman Sampai dengan 15 cm | Soil Stripping Work Up to 15 cm Depth |  | 0 | Service | 0 | M2 | "" | "" | 0 | 0 | Material | N | N | N
9144 | 129095-0000 | Pekerjaan Sub Base Coarse Agregat Class A | Class A Coarse Aggregate Sub Base Work | 2014-06-13 15:35:22 | 0 | M3 | 0 | 0000 | IDR | General | 0 | 11313 | Material | N | N | N | ""
8626 | 129048-0000 | Pekerjaan Tower Type Test TSP30 plus 0 | Tower Type Test TSP30 plus 0 work | 2013-10-04 10:26:11 | 0 | Set | 98850000 | 0000 | IDR | General | 98850000 | 11132 | Material | N | N | N | ""
10333 | 129168-0000 | Pekerjaan Turap | Sheet Pile Work | 2016-09-08 14:53:51 | 0 | Leg | 200000 | 0000 | IDR | General | 0 | 0 | Material | N | N | N | ""
7746 | 122012-0000 | Pekerjaan Urugan Pasir | Sand Filling Work |  | 0 | Service | 7000 | M3 | IDR | "" | 0 | 0 | Material | N | N | N
12672 | 129473-0000 | Pekerjaan Urugan Pasir | Sand Filling Work | 2025-06-24 18:16:43 | 0 | M3 | 55000 | 0000 | IDR | General | 0 | 0 | Material | N | N | N | ""
7744 | 122010-0000 | Pekerjaan Urugan Tanah Kembali | Landfill Work Resumes |  | 0 | Service | 21230 | M3 | IDR | "" | 0 | 0 | Material | N | N | N
12463 | 129462-0000 | Pekerjaan Urugan Tanah Kembali | Landfill Work Resumes | 2024-10-14 19:24:02 | 0 | M3 | 45900 | 0000 | IDR | General | 0 | 0 | Material | N | N | N | ""
11486 | 129380-0000 | Pekerjaan Waterproof | Waterproofing Work | 2019-09-02 22:29:28 | 0 | M3 | 50000 | 0000 | IDR | General | 0 | 0 | Material | N | N | N | ""
12779 | 323248-0000 | Pekerjaan Wiring Integrasi Panel ke Panel Proteksi Busbar | Wiring Work Integration Panel to Busbar Protection Panel | 2025-11-19 13:57:14 | 0 | Unit | 10000000 | 0000 | IDR | General | 0 | 0 | Material | N | N | N | ""
11788 | 129424-0000 | Pekerjssn Perrakitsn Pelst / Pipa / Siku Besi | Pekerjssn Perrakitsn Pelst / Pipa / Kuku Besi | 2021-06-10 13:58:57 | 0 | SS | 4933800 | 0000 | IDR | General | 0 | 0 | Material | N | N | N | ""
9249 | 611034-0000 | Pelampung (Warna Orange) | Buoy (Orange Color) | 2014-05-16 11:05:26 | 0 | Pcs | 109250 | 0000 | IDR | General | 109250 | 11558 | Material | N | N | N | ""
12249 | 820127-0000 | Pelatihan dan Sertifikasi Kompetensi BNSP Juru Ikat Beban (Rigger) | BNSP Training and Competency Certification for Riggers | 2023-05-17 09:21:45 | 0 | ea | 0 | 0000 |  | General | 0 | 0 | Material | N | N | N | ""
9076 | 221011-0000 | Pemakaian Alat Berat (lain-lain) | Use of Heavy Equipment (others) | 2014-03-07 15:43:35 | 0 | Hr | 340000 | 0000 | IDR | General | 0 | 11793 | Material | N | N | N | ""
9071 | 221006-0000 | Pemakaian Buldozer | Use of Bulldozers | 2014-03-07 15:39:01 | 0 | Hr | 1650000 | 0000 | IDR | General | 0 | 11793 | Material | N | N | N | ""
12357 | 129458-0000 | Pemakaian Bulldozer Kap 5 Ton | Use of a 5 Ton Hood Bulldozer | 2024-05-17 11:15:41 | 0 | Hr | 0 | 0000 |  | General | 0 | 0 | Material | N | N | N | ""
9075 | 221010-0000 | Pemakaian Compact Vibro Roller | Compact Vibro Roller Usage | 2014-03-07 15:40:31 | 0 | Hr | 395408.16 | 0000 | IDR | General | 0 | 11793 | Material | N | N | N | ""
9070 | 221005-0000 | Pemakaian Dump Truck 18 m3 | Use of 18 m3 Dump Truck | 2014-03-07 15:38:39 | 0 | Hr | 600000 | 0000 | IDR | General | 0 | 11793 | Material | N | N | N | ""
12030 | 720053-0000 | Pemakaian Dump Truck 6.5-8 m3 | Dump Truck Usage 6.5-8 m3 | 2022-01-20 14:33:00 | 0 | Day | 1071429 | 0000 | IDR | General | 0 | 0 | Material | N | N | N | ""
9068 | 221003-0000 | Pemakaian Excavator | Excavator Use | 2014-03-07 15:37:01 | 0 | Hr | 312500 | 0000 | IDR | General | 0 | 11793 | Material | N | N | N | ""
12696 | 221065-0000 | Pemakaian Hydraulic Excavator 13 Ton | Use of a 13 Ton Hydraulic Excavator | 2025-07-29 17:20:37 | 0 | Hr | 463000 | 0000 | IDR | General | 0 | 0 | Material | N | N | N | ""
12697 | 221066-0000 | Pemakaian Hydraulic Excavator 20 Ton | Use of a 20 Ton Hydraulic Excavator | 2025-07-29 17:21:41 | 0 | Hr | 0 | 0000 |  | General | 0 | 0 | Material | N | N | N | ""
12695 | 221064-0000 | Pemakaian Hydraulic Excavator 7.5 Ton | Use of a 7.5 Ton Hydraulic Excavator | 2025-07-29 17:17:43 | 0 | Hr | 362245 | 0000 | IDR | General | 0 | 0 | Material | N | N | N | ""
9074 | 221009-0000 | Pemakaian Motor Grader | Motor Grader Usage | 2014-03-07 15:39:57 | 0 | Hr | 0 | 0000 | IDR | General | 0 | 11793 | Material | N | N | N | ""
9069 | 221004-0000 | Pemakaian Rock Breaker Excavator | Use of Rock Breaker Excavator | 2014-03-07 15:37:15 | 0 | Hr | 343750 | 0000 | IDR | General | 0 | 11793 | Material | N | N | N | ""
9073 | 221008-0000 | Pemakaian Truck Mixer | Use of Truck Mixer | 2014-03-07 15:39:37 | 0 | Hr | 0 | 0000 | IDR | General | 0 | 11793 | Material | N | N | N | ""
9072 | 221007-0000 | Pemakaian Whell Loader | Wheel Loader Usage | 2014-03-07 15:39:18 | 0 | Hr | 181250 | 0000 | IDR | General | 0 | 11793 | Material | N | N | N | ""
11068 | 323202-0000 | PEMASANGAN - 150 kV single phase cable sealing end complete | INSTALLATION - 150 kV single phase cable end sealing complete | 2018-03-20 10:43:41 | 0 | Set | 0 | 0000 |  | General | 0 | 0 | Material | N | N | N | ""
11067 | 323201-0000 | PEMASANGAN - 150 kV Single phase XLPE Power Cable CU 3 x 2 x 1000 mm2/ph complete | INSTALLATION - 150 kV Single phase XLPE Power Cable CU 3 x 2 x 1000 mm2/ph complete | 2018-03-20 10:42:46 | 0 | Mtr | 0 | 0000 |  | General | 0 | 0 | Material | N | N | N | ""
11066 | 323200-0000 | PEMASANGAN - Lightning Arrester 150 kV, 20 kA with creepage distance 31 mm/kV for Line bay | INSTALLATION - Lightning Arrester 150 kV, 20 kA with creepage distance 31 mm/kV for Line bay | 2018-03-20 10:41:42 | 0 | Set | 0 | 0000 |  | General | 0 | 0 | Material | N | N | N | ""
10094 | 424131-0000 | Pemasangan 1 pipa HDPE 33/40mm untuk kabel FO, Include soket HDPE | Installation of 1 33/40mm HDPE pipe for FO cable, Includes HDPE socket | 2016-02-10 11:46:55 | 0 | Mtr | 0 | 0000 |  | General | 0 | 13757 | Material | N | N | N | ""
10297 | 424162-0000 | Pemasangan 1 Subduct 40/33 pada polongan route Duct | Installation of 1 Subduct 40/33 on the Duct route podan | 2016-09-02 15:10:09 | 0 | Mtr | 0 | 0000 |  | General | 0 | 0 | Material | N | N | N | ""
9738 | 323069-0000 | Pemasangan 150 kV 3 Phase Disconnecting Switch motor operated, 31.5 kA 2000 A without Earthing switch, complete with clamps and supporting structure for IBT bay | Installation of 150 kV 3 Phase Disconnecting Switch motor operated, 31.5 kA 2000 A without Earthing switch, complete with clamps and supporting structure for IBT bay | 2016-02-10 10:34:49 | 0 | Set | 0 | 0000 | IDR | General | 0 | 12502 | Material | N | N | N | ""
9744 | 323075-0000 | Pemasangan 150 kV 3 Phase SF6 Circuit Breaker 40 kA 3150 A, complete with clamps and supporting structure for Bus Coupler bay | Installation of 150 kV 3 Phase SF6 Circuit Breaker 40 kA 3150 A, complete with clamps and supporting structure for Bus Coupler bay | 2016-02-10 10:40:19 | 0 | Set | 0 | 0000 | IDR | General | 0 | 12502 | Material | N | N | N | ""
9739 | 323070-0000 | Pemasangan 150 kV 3 Phase SF6 Circuit Breaker 40 kA 3150 A, complete with clamps and supporting structure for IBT bay | Installation of 150 kV 3 Phase SF6 Circuit Breaker 40 kA 3150 A, complete with clamps and supporting structure for IBT bay | 2016-02-10 10:32:08 | 0 | Set | 0 | 0000 | IDR | General | 0 | 12502 | Material | N | N | N | ""
9740 | 323071-0000 | Pemasangan 150 kV Current transformer for line bay complete with clamps and supporting structure comprising, Core 1, 600-1200/1 A, Class PX for differential protection. Core 2, 600-1200/1A, 30 VA Class 5P20 Class 0.2 for over current pr | Installation of 150 kV Current transformer for line bay complete with clamps and supporting structure consisting, Core 1, 600-1200/1 A, Class PX for differential protection. Core 2, 600-1200/1A, 30 VA Class 5P20 Class 0.2 for over current pr | 2016-02-10 10:35:57 | 0 | Unit | 0 | 0000 | IDR | General | 0 | 12502 | Material | N | N | N | ""
9721 | 323052-0000 | Pemasangan 150 kV double tension string insulator set with fitting | Installation of 150 kV double tension string insulator set with fitting | 2016-02-10 10:30:58 | 0 | Set | 0 | 0000 | IDR | General | 0 | 12502 | Material | N | N | N | ""
10141 | 323139-0000 | Pemasangan 19 inch Wallmount Rack 12U depth 600mm, Acrylic Front Door, Back Metal Door (double door), Incl. 1 Unit Single Fan, 20 Unit Cage Nut, M6 Screw, 1 Unit Vertical Power Distributor Panel 6 Outlets, 1 set Dynabolt M10 | Installation of 19 inch Wallmount Rack 12U depth 600mm, Acrylic Front Door, Back Metal Door (double door), Incl. 1 Unit Single Fan, 20 Units Cage Nut, M6 Screw, 1 Unit Vertical Power Distributor Panel 6 Outlets, 1 set Dynabolt M10 | 2016-02-02 14:05:38 | 0 | Pcs | 0 | 0000 |  | General | 0 | 0 | Material | N | N | N | ""
9752 | 323083-0000 | Pemasangan 70 kV 3 Phase Disconnecting Switch motor operated, 31.5 kA 1250 A without Earthing switch, complete with clamps and supporting structure for IBT bay | Installation of 70 kV 3 Phase Disconnecting Switch motor operated, 31.5 kA 1250 A without Earthing switch, complete with clamps and supporting structure for IBT bay | 2016-02-10 10:58:26 | 0 | Set | 1400 | 0000 | IDR | General | 0 | 12502 | Material | N | N | N | ""
9753 | 323084-0000 | Pemasangan 70 kV 3 Phase SF6 Circuit Breaker 40 kA 2000 A, complete with clamps and supporting structure for IBT bay | Installation of 70 kV 3 Phase SF6 Circuit Breaker 40 kA 2000 A, complete with clamps and supporting structure for IBT bay | 2016-02-10 10:54:37 | 0 | Set | 0 | 0000 | IDR | General | 0 | 12502 | Material | N | N | N | ""
9755 | 323086-0000 | Pemasangan 70 kV Capacitor Voltage Transformer with 2 secondary winding, ratio 70000V.V3 / 100V.V3 / 100V.V3, Burden 100 VA Cl 0.2, 150 VA CL 3P, min. capacitance 10000 PF complete with clamps, supporting structure | Installation of 70 kV Capacitor Voltage Transformer with 2 secondary winding, ratio 70000V.V3 / 100V.V3 / 100V.V3, Burden 100 VA Cl 0.2, 150 VA CL 3P, min. capacitance 10000 PF complete with clamps, supporting structure | 2016-02-10 10:57:28 | 0 | Unit | 1400 | 0000 | IDR | General | 0 | 12502 | Material | N | N | N | ""
9754 | 323085-0000 | Pemasangan 70 kV Current transformer for IBT bay complete with clamps and supporting structure comprising,Core 1, 1000-2000/1 A, Class PX for differential protection.Core 2, 500-2000/1A, 30 VA Class 5P20 Class 0.2 for over current prote | Installation of 70 kV Current transformer for IBT bay complete with clamps and supporting structure consisting, Core 1, 1000-2000/1 A, Class PX for differential protection. Core 2, 500-2000/1A, 30 VA Class 5P20 Class 0.2 for over current protection | 2016-02-10 10:57:11 | 0 | Unit | 1400 | 0000 | IDR | General | 0 | 12502 | Material | N | N | N | ""
9761 | 323092-0000 | Pemasangan 70 kV Neutral Earthing Resistor | Installation of 70 kV Neutral Earthing Resistor | 2016-02-10 11:15:22 | 0 | Set | 0 | 0000 | IDR | General | 0 | 12502 | Material | N | N | N | ""
9751 | 323082-0000 | Pemasangan 70 kV single suspension string insulator set with fitting | Installation of 70 kV single suspension string insulator set with fitting | 2016-02-10 10:53:41 | 0 | Set | 0 | 0000 | IDR | General | 0 | 12502 | Material | N | N | N | ""
9750 | 323081-0000 | Pemasangan 70 kV single tension string insulator set with fitting | Installation of 70 kV single tension string insulator set with fitting | 2016-02-10 10:53:01 | 0 | Set | 0 | 0000 | IDR | General | 0 | 12502 | Material | N | N | N | ""
10124 | 424136-0000 | Pemasangan additional per 1m Patch cord 2 meter, (FC/LC/SC-APC To FC/LC/SC-APC), G.652 D | Additional installation per 1m Patch cord 2 meters, (FC/LC/SC-APC To FC/LC/SC-APC), G.652 D | 2016-02-01 15:50:10 | 0 | Pcs | 930 | 0000 | IDR | General | 0 | 0 | Material | N | N | N | ""
11537 | 129388-0000 | Pemasangan Aksesoris Tiang Telepon (Steel Pole) 9 meter | Installation of 9 meter Telephone Pole Accessories (Steel Pole) | 2019-10-31 16:11:57 | 0 | Ls | 0 | 0000 |  | General | 0 | 0 | Material | N | N | N | ""
9792 | 424086-0000 | Pemasangan alat sambung (cabang/ lurus) untuk Fiber Optik kapasitas 12 - 144 core | Installation of splicing tools (branch/straight) for Fiber Optic with a capacity of 12 - 144 cores | 2016-02-10 11:20:33 | 0 | Pcs | 26117 | 0000 | IDR | General | 26117 | 12502 | Material | N | N | N | ""
9793 | 424087-0000 | Pemasangan alat sambung (cabang/ lurus) untuk Fiber Optik kapasitas 12 - 288 core | Installation of splicing tools (branch/straight) for Fiber Optic with a capacity of 12 - 288 cores | 2016-02-10 11:20:49 | 0 | Pcs | 26117 | 0000 | IDR | General | 26117 | 12502 | Material | N | N | N | ""
9791 | 424085-0000 | Pemasangan alat sambung (cabang/ lurus) untuk Fiber Optik kapasitas 12 - 96 core | Installation of splicing tools (branch/straight) for Fiber Optic with a capacity of 12 - 96 cores | 2016-02-10 11:20:15 | 0 | Pcs | 26117 | 0000 | IDR | General | 26117 | 12502 | Material | N | N | N | ""
12226 | 111650-0000 | Pemasangan Angkur | Anchor Installation | 2023-03-25 16:49:57 | 0 | Set | 0 | 0000 |  | General | 0 | 0 | Material | N | N | N | ""
10144 | 323142-0000 | Pemasangan Bracket STB | STB Bracket Installation | 2016-02-03 10:24:06 | 0 | Pcs | 250000 | 0000 | IDR | General | 0 | 0 | Material | N | N | N | ""
12727 | 129482-0000 | Pemasangan Casing Drive Cap/Dolly untuk Tiang Pancang Beton Pracetak Prategang ukr.400 x 400 mm / Dia. 400 mm | Casing Drive Cap/Dolly Installation for Precast Prestressed Concrete Piles Size 400 x 400 mm / Dia. 400 mm | 2025-10-06 13:31:24 | 0 | Mtr | 70000 | 0000 | IDR | General | 0 | 0 | Material | N | N | N | ""
9973 | 424114-0000 | Pemasangan Closure | Closure Installation | 2015-08-11 17:05:56 | 60000 | Pcs | 27960 | 0000 | IDR | General | 0 | 0 | Material | N | N | N | ""
9878 | 424100-0000 | Pemasangan Closure 24 termasuk pengaturan clousure dan splicing pada tiang | Closure 24 installation includes closure setup and splicing on the pole | 2015-04-22 10:59:40 | 0 | Pcs | 63541.67 | 0000 | IDR | General | 0 | 0 | Material | N | N | N | ""
8112 | 424010-0000 | Pemasangan Clusure FO 96 Core | Installation of FO 96 Core Closure | 2015-08-05 16:46:22 | 0 | Pcs | 35000 | 0000 | IDR |  | 0 | 13483 |  | N | N | N
9871 | 129125-0000 | pemasangan con block include material | installation of con block including material | 2015-04-16 15:36:38 | 0 | Mtr | 90000 | 0000 | IDR | General | 0 | 0 | Material | N | N | N | ""
12626 | 323233-0000 | Pemasangan Conductor AAC 1267 mm2 | Installation of 1267 mm2 AAC Conductor | 2025-04-17 17:33:57 | 0 | bay | 23000000 | 0000 | IDR | General | 0 | 0 | Material | N | N | N | ""
12376 | 221058-0000 | Pemasangan Conductor 1xACSR/AS 250mm2 | Installation of 1xACSR/AS 250mm2 Conductor | 2024-05-20 07:54:04 | 0 | Kmr | 0 | 0000 |  | General | 0 | 0 | Material | N | N | N | ""
9720 | 323051-0000 | Pemasangan Conductor TAL 660 mm2 | Installation of 660 mm2 TAL Conductor | 2016-02-10 10:30:02 | 0 | bay | 0 | 0000 | IDR | General | 0 | 12502 | Material | N | N | N | ""
12373 | 323221-0000 | Pemasangan Conductor TAL 850 mm2 | Installation of TAL 850 mm2 Conductor | 2024-05-19 14:27:02 | 0 | bay | 23000000 | 0000 | IDR | General | 0 | 0 | Material | N | N | N | ""
11048 | 323198-0000 | Pemasangan conductors TACSR/AS 410 mm2 | Installation of TACSR/AS 410 mm2 conductors | 2018-03-09 10:20:36 | 0 | Km | 170000000 | 0000 | IDR | General | 0 | 0 | Material | N | N | N | ""
9870 | 424098-0000 | Pemasangan dan splicing closure 24 pada tiang | Installation and splicing of closure 24 on poles | 2015-04-16 15:13:42 | 0 | Unit | 0 | 0000 |  | General | 0 | 0 | Material | N | N | N | ""
8169 | 424017-0000 | Pemasangan DD-BTS-S1 jembatan dengan penguat sendiri 1 arah termasuk accesories | Installation of DD-BTS-S1 bridge with 1-way self-reinforcing including accessories | 2016-02-03 09:46:02 | 0 | Mtr | 160000 | 0000 | IDR | General | 160000 | 9982 | Material | N | N | N | ""
10591 | 323149-0000 | Pemasangan Double suspension string set 120 kN with fog type (string set min. 240 KN) | Installation of Double suspension string set 120 kN with fog type (string set min. 240 KN) | 2017-03-27 19:17:06 | 0 | Set | 0 | 0000 |  | General | 0 | 0 | Material | N | N | N | ""
10592 | 323150-0000 | Pemasangan Earthwire conductor vibration damper for AS 70 mm2 | Installation of Earthwire conductor vibration damper for AS 70 mm2 | 2017-03-27 19:18:20 | 0 | Set | 0 | 0000 |  | General | 0 | 0 | Material | N | N | N | ""
10593 | 323151-0000 | Pemasangan Earthwire conductor vibration damper for OPGW 70 mm2 | Installation of Earthwire conductor vibration damper for OPGW 70 mm2 | 2017-03-27 19:19:22 | 0 | Set | 0 | 0000 |  | General | 0 | 0 | Material | N | N | N | ""
10594 | 323152-0000 | Pemasangan Earthwire suspension clamps for AS 70 mm2 | Installation of Earthwire suspension clamps for AS 70 mm2 | 2017-03-27 19:20:22 | 0 | Set | 0 | 0000 |  | General | 0 | 0 | Material | N | N | N | ""
10595 | 323153-0000 | Pemasangan Earthwire suspension clamps for OPGW 70 mm2 | Installation of Earthwire suspension clamps for OPGW 70 mm2 | 2017-03-27 19:21:25 | 0 | Set | 0 | 0000 |  | General | 0 | 0 | Material | N | N | N | ""
10596 | 323154-0000 | Pemasangan Earthwire tension clamps for AS 70 mm2 | Installation of Earthwire tension clamps for AS 70 mm2 | 2017-03-27 19:22:47 | 0 | Set | 0 | 0000 |  | General | 0 | 0 | Material | N | N | N | ""
10597 | 323155-0000 | Pemasangan Earthwire tension clamps for OPGW 70 mm2 | Installation of Earthwire tension clamps for OPGW 70 mm2 | 2017-03-27 19:24:04 | 0 | Set | 0 | 0000 |  | General | 0 | 0 | Material | N | N | N | ""
9511 | 413105-0000 | Pemasangan Grounding rod (maks. 3 ohm) | Grounding rod installation (max. 3 ohms) | 2016-02-05 16:33:30 | 0 | Set | 118000 | 0000 | IDR | General | 0 | 12210 | Material | N | N | N | ""
9993 | 424122-0000 | Pemasangan HDPE dan Pipa PVC | Installation of HDPE and PVC Pipes | 2016-02-10 15:29:14 | 0 | Mtr | 72917 | 0000 | IDR | General | 0 | 13658 | Material | N | N | N | ""
9400 | 424069-0000 | Pemasangan HH PIT Portable | Installation of Portable HH PIT | 2014-08-11 11:43:13 | 0 | Set | 415300 | 0000 | IDR | General | 100000 | 11711 | Material | N | N | N | ""
11055 | 323199-0000 | Pemasangan HV apparatus, Busbar, Cross bar, LV Cable, Termination di switchyard, dan panel2 di dalam gedung kontrol | Installation of HV apparatus, busbar, cross bar, LV cable, termination in the switchyard, and panels in the control building | 2018-03-15 10:39:32 | 0 | Ls | 5400000 | 0000 | IDR | General | 0 | 0 | Material | N | N | N | ""
9819 | 323113-0000 | Pemasangan installasi listrik PLN KWH Interconnection 20A | Installation of PLN KWH Interconnection 20A electrical installation | 2015-02-14 13:07:11 | 0 | ea | 8333334 | 0000 | IDR | General | 0 | 12502 | Material | N | N | N | ""
11368 | 221049-0000 | pemasangan insulator | insulator installation | 2019-04-18 10:53:26 | 0 | Set | 6000000 | 0000 | IDR | General | 0 | 0 | Material | N | N | N | ""
11701 | 323208-0000 | Pemasangan Insulator | Insulator Installation | 2020-11-26 09:12:35 | 0 | Disc | 5401.23 | 0000 | IDR | General | 0 | 0 | Material | N | N | N | ""
9824 | 424094-0000 | Pemasangan Kabel Udara Fiber Optik Single Mode 96 core G 652 D | Installation of Single Mode Fiber Optic Aerial Cable 96 core G 652 D | 2015-02-25 00:52:36 | 0 | Mtr | 2250 | 0000 | IDR | General | 2250 | 12638 | Material | N | N | N | ""
10217 | 413181-0000 | Pemasangan keramik ODC (Material dan Jasa) | ODC ceramic installation (Materials and Services) | 2016-06-23 16:56:25 | 0 | Set | 75000 | 0000 | IDR | General | 0 | 0 | Material | N | N | N | ""
9818 | 424093-0000 | Pemasangan Kerangkeng ODC | ODC Cage Installation | 2015-02-14 13:06:07 | 0 | Pcs | 651477.27 | 0000 | IDR | General | 0 | 12502 | Material | N | N | N | ""
11491 | 129381-0000 | Pemasangan Langit-Langit Gypsum Board | Gypsum Board Ceiling Installation | 2019-09-05 09:11:41 | 0 | M2 | 25000 | 0000 | IDR | General | 0 | 0 | Material | N | N | N | ""
10598 | 323156-0000 | Pemasangan Line conductor spacer (jumper) 200 mm for TACSR/AS 410/67 mm2 | Installation of Line conductor spacer (jumper) 200 mm for TACSR/AS 410/67 mm2 | 2017-03-27 19:25:06 | 0 | Set | 0 | 0000 |  | General | 0 | 0 | Material | N | N | N | ""
10599 | 323157-0000 | Pemasangan Line conductor spacer (span) 400 mm for TACSR/AS 410/67 mm2 | Installation of Line conductor spacer (span) 400 mm for TACSR/AS 410/67 mm2 | 2017-03-27 19:25:56 | 0 | Set | 0 | 0000 |  | General | 0 | 0 | Material | N | N | N | ""
10600 | 323158-0000 | Pemasangan Line conductor vibration damper for TACSR/AS 410/67 mm2 | Installation of Line conductor vibration damper for TACSR/AS 410/67 mm2 | 2017-03-27 19:27:00 | 0 | Set | 0 | 0000 |  | General | 0 | 0 | Material | N | N | N | ""
10289 | 424155-0000 | Pemasangan ODC-C (outdoor) with minimum 12 space for passive spliter, adaptor SC/UPC dan pondasinya kap 96 core termasuk patok pengamanan (5 buah) berikut pelabelan (ODC modifikasi) | ODC-C (outdoor) installation with minimum 12 spaces for passive splitter, SC/UPC adapter and 96 core cap foundation including safety stakes (5 pieces) and labeling (modified ODC) | 2016-08-30 10:19:14 | 0 | Pcs | 0 | 0000 |  | General | 0 | 0 | Material | N | N | N | ""
9884 | 424102-0000 | Pemasangan ODF 144 Core, termasuk accessories | ODF 144 Core installation, including accessories | 2015-06-15 13:37:27 | 1 | Pcs | 423190 | 0000 | IDR | General | 0 | 0 | Material | N | N | N | ""
9827 | 424096-0000 | Pemasangan ODP (Pilar) Kap 8 core berikut space pasive spliter (1 to 8), adapter SC,berikut pelabelan | Installation of ODP (Pillar) 8 core Cap including passive space splitter (1 to 8), SC adapter, including labeling | 2015-02-25 01:04:23 | 0 | Pcs | 84825 | 0000 | IDR | General | 104467 | 12638 | Material | N | N | N | ""
9814 | 424089-0000 | Pemasangan Optical Distribution pole ( ODP ) kapasitas 24 Core | Installation of Optical Distribution Pole (ODP) with a capacity of 24 Cores | 2015-02-14 13:02:12 | 0 | Pcs | 63542 | 0000 | IDR | General | 0 | 12502 | Material | N | N | N | ""
8598 | 424039-0000 | Pemasangan Optical Terminal Box (OTB) | Optical Terminal Box (OTB) Installation | 2013-10-04 09:59:43 | 0 | Set | 100000 | 0000 | IDR | General | 0 | 11132 | Material | N | N | N | ""
10291 | 424156-0000 | Pemasangan OTB termasuk terminasi dan penyambungan kabel optik Single Mode kap 144 core serta Adapter (SC Connector), pigtail dan protection sleeve pada cassette / box | OTB installation includes termination and connection of 144 core Single Mode optical cable and Adapter (SC Connector), pigtail and protection sleeve on cassette/box | 2016-08-30 10:22:21 | 0 | Pcs | 0 | 0000 |  | General | 0 | 0 | Material | N | N | N | ""
11078 | 129343-0000 | pemasangan pagar brc | BRC fence installation | 2018-03-22 11:56:09 | 0 | Ls | 65000 | 0000 | IDR | General | 0 | 0 | Material | N | N | N | ""
12674 | 129475-0000 | Pemasangan Pagar Harmonika | Installation of Accordion Fence | 2025-06-24 18:22:56 | 0 | Ml | 50000 | 0000 | IDR | General | 0 | 0 | Material | N | N | N | ""
10294 | 424159-0000 | Pemasangan Passive Splitter 1/8, type modular SC/UPC, for ODC, termasuk pigtail | Installation of Passive Splitter 1/8, modular type SC/UPC, for ODC, including pigtail | 2016-09-02 15:06:16 | 0 | Pcs | 25000 | 0000 | IDR | General | 0 | 0 | Material | N | N | N | ""
10261 | 424154-0000 | Pemasangan Pipa Duct dengan system gantung 2 tiang besi, bentang s/d 100 meter | Installation of Duct Pipes with a hanging system of 2 iron poles, span up to 100 meters | 2016-07-24 23:36:43 | 0 | Mtr | 37340 | 0000 | IDR | General | 0 | 0 | Material | N | N | N | ""
8167 | 424015-0000 | Pemasangan pipa Duct pada jembatan dengan menempel menggunakan Pipa besi Galv 1 pipa | Installation of Duct pipes on the bridge by attaching them using Galvanized iron pipes 1 pipe | 2016-02-10 16:37:50 | 0 | Mtr | 60000 | 0000 | IDR | General | 125000 | 9982 | Material | N | N | N | ""
8168 | 424016-0000 | Pemasangan pipa Duct pada jembatan dengan menempel menggunakan Pipa besi Galv 4inch 1 ways | Installation of Duct pipes on bridges by attaching them using 4-inch Galvanized iron pipes in 1 way | 2016-02-10 16:38:10 | 0 | Mtr | 198430.96 | 0000 | IDR | General | 104167 | 9982 | Material | N | N | N | ""
9828 | 424097-0000 | Pemasangan Pipa galvanis dengan ukuran diameter 50 mm dan ketebalan 2,7 mm cara boring manual /mesin 1 pipa dengan kedalaman minimal 150 cm | Installation of galvanized pipes with a diameter of 50 mm and a thickness of 2.7 mm using a manual/machine boring method for 1 pipe with a minimum depth of 150 cm | 2015-02-25 01:07:22 | 0 | Mtr | 30314.83 | 0000 | IDR | General | 28216 | 12638 | Material | N | N | N | ""
10939 | 129320-0000 | Pemasangan pipa PVC 2-1/2 inchi | Installation of 2-1/2 inch PVC pipe | 2017-09-07 14:04:58 | 0 | btg | 31000 | 0000 | IDR | General | 0 | 13337 | Material | N | N | N | ""
10940 | 111467-0000 | Pemasangan pipa PVC 2-1/2 inchi | Installation of 2-1/2 inch PVC pipe | 2017-09-07 14:12:17 | 11000 | btg | 16750 | 0000 | IDR | General | 0 | 0 | Material | Y | N | N | ""
10941 | 129321-0000 | Pemasangan pipa PVC 2-1/2 inchi | Installation of 2-1/2 inch PVC pipe | 2017-09-07 14:13:18 | 11000 | btg | 0 | 0000 |  | General | 0 | 0 | Material | Y | N | N | ""
12671 | 129472-0000 | Pemasangan Pipedrain 1,5 inch include Geotextile | Installation of 1.5 inch Pipedrain including Geotextile | 2025-06-24 18:14:20 | 0 | Ttk | 25000 | 0000 | IDR | General | 0 | 0 | Material | N | N | N | ""
9817 | 424092-0000 | Pemasangan Pondasi ODC | ODC Foundation Installation | 2015-02-14 13:05:27 | 0 | Pcs | 5704564.6 | 0000 | IDR | General | 0 | 12502 | Material | N | N | N | ""
9835 | 221023-0000 | Pemasangan Post steel Structure Type 12 m | Installation of Post Steel Structure Type 12 m | 2016-02-10 11:29:48 | 0 | Kg | 0 | 0000 |  | General | 0 | 13658 | Material | N | N | N | ""
9836 | 221024-0000 | Pemasangan Post steel Structure Type 6.5 m | Installation of Post Steel Structure Type 6.5 m | 2016-02-10 11:30:08 | 0 | Kg | 0 | 0000 |  | General | 0 | 13658 | Material | N | N | N | ""
9837 | 221025-0000 | Pemasangan Post steel Structure Type 8 m | Installation of Post Steel Structure Type 8 m | 2016-02-10 11:30:26 | 0 | Kg | 0 | 0000 |  | General | 0 | 13658 | Material | N | N | N | ""
10142 | 323140-0000 | Pemasangan Power Cable 1.5mm | 1.5mm Power Cable Installation | 2016-02-02 14:07:24 | 0 | Mtr | 0 | 0000 |  | General | 0 | 0 | Material | N | N | N | ""
9741 | 323072-0000 | Pemasangan Protection & Control Cubicle for IBT (Automation, including integration to existing SAS) comprising, IED main line protection (diffrential, REF HV/LV side, DFR, etc). IED back up protection (OC, EF, SEF, OV, UV, AVR, FR, mete | Installation of Protection & Control Cubicle for IBT (Automation, including integration to existing SAS) consisting of, IED main line protection (diffrential, REF HV/LV side, DFR, etc). IED back up protection (OC, EF, SEF, OV, UV, AVR, FR, mete | 2016-02-10 10:36:46 | 0 | Set | 0 | 0000 | IDR | General | 0 | 12502 | Material | N | N | N | ""
10145 | 323143-0000 | Pemasangan PVC Indoor 10x2x0,6mm Cable | Indoor PVC Installation 10x2x0.6mm Cable | 2016-02-03 10:25:50 | 0 | Mtr | 0 | 0000 |  | General | 0 | 0 | Material | N | N | N | ""
10143 | 323141-0000 | Pemasangan PVC Indoor 60x2x0,6mm Cable | Indoor PVC Installation 60x2x0.6mm Cable | 2016-02-03 10:23:05 | 0 | Mtr | 0 | 0000 |  | General | 0 | 13820 | Material | N | N | N | ""
10714 | 323164-0000 | Pemasangan Remote Control panel for 20 kV Cubicle | Installation of Remote Control Panel for 20 kV Cubicle | 2017-08-03 18:25:02 | 0 | Set | 0 | 0000 |  | General | 0 | 0 | Material | N | N | N | ""
9816 | 424091-0000 | Pemasangan roset/indoor optical outlet with SC Adaptor cap 2 port | Installation of rosette/indoor optical outlet with SC Adaptor cap 2 ports | 2015-02-14 13:03:53 | 0 | Pcs | 26041.67 | 0000 | IDR | General | 0 | 12502 | Material | N | N | N | ""
9758 | 323089-0000 | Pemasangan Single Phase Neutral CT for 150 kV side class X, 150-300/1A complete with clamps for restricted eart faulth protection suitable for mounting outdoor on Transformer tank can be put inside the 20 kV Neutral Resistor Cubicle. | Installation of Single Phase Neutral CT for 150 kV side class | 2016-02-10 11:13:49 | 0 | Unit | 0 | 0000 | IDR | General | 0 | 12502 | Material | N | N | N | ""
9760 | 323091-0000 | Pemasangan Single Phase Neutral CT for 70 kV side class 5P20, 600-300/1A complete with clamps for Neutral eart faulth protection suitable for mounting outdoor on Transformer tank can be put inside the 20 kV Neutral Resistor Cubicle. | Installation of Single Phase Neutral CT for 70 kV side class 5P20, 600-300/1A complete with clamps for Neutral eart faulth protection suitable for mounting outdoor on Transformer tank can be put inside the 20 kV Neutral Resistor Cubicle. | 2016-02-10 11:14:38 | 0 | Unit | 0 | 0000 | IDR | General | 0 | 12502 | Material | N | N | N | ""
9759 | 323090-0000 | Pemasangan Single Phase Neutral CT for 70 kV side class X, 300-600/1A complete with clamps for restricted eart faulth protection suitable for mounting outdoor on Transformer tank. | Installation of Single Phase Neutral CT for 70 kV side class | 2016-02-10 11:14:11 | 0 | Unit | 0 | 0000 | IDR | General | 0 | 12502 | Material | N | N | N | ""
10601 | 323159-0000 | Pemasangan Single suspension jumper insulator string set 120 kN with fog type | Installation of Single suspension jumper insulator string set 120 kN with fog type | 2017-03-27 19:28:12 | 0 | Set | 0 | 0000 |  | General | 0 | 0 | Material | N | N | N | ""
10602 | 323160-0000 | Pemasangan Single tension inverse insulator string set 120 kN with fog type | Installation of Single tension inverse insulator string set 120 kN with fog type | 2017-03-27 19:28:58 | 0 | Set | 0 | 0000 |  | General | 0 | 0 | Material | N | N | N | ""
9877 | 424099-0000 | Pemasangan Slack hanger incld accesories | Slack hanger installation including accessories | 2015-04-22 10:54:20 | 0 | ea | 26041.67 | 0000 | IDR | General | 0 | 0 | Material | N | N | N | ""
10587 | 323145-0000 | Pemasangan steel beam gantry | Installation of steel beam gantry | 2017-03-27 19:10:49 | 0 | Set | 0 | 0000 |  | General | 0 | 0 | Material | N | N | N | ""
10588 | 323146-0000 | Pemasangan steel post gantry | Steel post gantry installation | 2017-03-27 19:12:05 | 0 | Set | 0 | 0000 |  | General | 0 | 0 | Material | N | N | N | ""
10589 | 323147-0000 | Pemasangan structural HT steel | Installation of structural HT steel | 2017-03-27 19:13:24 | 0 | Ton | 0 | 0000 |  | General | 0 | 0 | Material | N | N | N | ""
10590 | 323148-0000 | Pemasangan structural mid steel | Installation of structural mid steel | 2017-03-27 19:14:22 | 0 | Ton | 0 | 0000 |  | General | 0 | 0 | Material | N | N | N | ""
9314 | 323039-0000 | Pemasangan Trafo 3 Phase 25 KVA | Installation of 3 Phase 25 KVA Transformer | 2016-02-10 15:59:39 | 0 | Ls | 0 | 0000 | IDR | General | 0 | 11683 | Material | N | N | N | ""
10140 | 424142-0000 | Pemasangan UTP Cat 5 Cable | UTP Cat 5 Cable Installation | 2016-02-02 14:02:19 | 0 | Mtr | 0 | 0000 |  | General | 0 | 0 | Material | N | N | N | ""
10444 | 129181-0000 | Pembangunan Toilet | Toilet Construction | 2016-12-07 13:28:07 | 0 | Ls | 1595700 | 0000 | IDR | General | 0 | 0 | Material | N | N | N | ""
10259 | 424153-0000 | Pembayaran Internet Head Office | Head Office Internet Payments | 2016-07-15 11:04:17 | 0 | Mth | 6000000 | 0000 | IDR | General | 0 | 0 | Material | N | N | N | ""
9982 | 323136-0000 | Pembayaran Tagihan Listrik | Electricity Bill Payment | 2015-08-12 09:16:10 | 0 | Ls | 0 | 0000 |  | General | 0 | 0 | Material | N | N | N | ""
12868 | 313858-0000 | Pembelian Material Panel Aksesoris untuk Disturbance Fault Recorder Panel | Purchase of Accessory Panel Materials for Disturbance Fault Recorder Panel | 2026-01-06 16:48:04 | 0 | Pcs | 110000000 | 0000 | IDR | General | 0 | 0 | Material | N | N | N | ""
12875 | 313864-0000 | Pembelian Material Panel Aksesoris untuk Common System Cubicle | Purchase of Accessory Panel Materials for Common System Cubicles | 2026-01-07 08:31:06 | 0 | Set | 0 | 0000 |  | General | 0 | 0 | Material | N | N | N | ""
12877 | 313865-0000 | Pembelian Material Panel Aksesoris untuk Energy Meters And Panel For 150 Kv Line & Transformer Bays | Purchase of Accessory Panel Materials for Energy Meters and Panels for 150 Kv Line & Transformer Bays | 2026-01-09 18:01:19 | 0 | Set | 0 | 0000 |  | General | 0 | 0 | Material | N | N | N | ""
12872 | 313862-0000 | Pembelian Material Panel Aksesoris untuk Line Feeder Bay (Consumer) | Purchase of Accessory Panel Materials for Line Feeder Bay (Consumer) | 2026-01-06 20:20:40 | 0 | Set | 0 | 0000 |  | General | 0 | 0 | Material | N | N | N | ""
12870 | 313860-0000 | Pembelian Material Panel Aksesoris untuk Protection & Control Panel for 150 kV Busbar | Purchase of Accessory Panel Materials for Protection & Control Panel for 150 kV Busbar | 2026-01-06 16:52:53 | 0 | Set | 120500000 | 0000 | IDR | General | 0 | 0 | Material | N | N | N | ""
12871 | 313861-0000 | Pembelian Material Panel Aksesoris untuk Protection & Control Panel for 150 kV Transformer Bay | Purchase of Accessory Panel Materials for Protection & Control Panel for 150 kV Transformer Bay | 2026-01-06 16:55:54 | 0 | Set | 118500000 | 0000 | IDR | General | 0 | 0 | Material | N | N | N | ""
12869 | 313859-0000 | Pembelian Material Panel Aksesoris untuk Protection & Control Panel for Line Feeder Bay (OHL) 150 kV line bay | Purchase of Accessory Panel Material for Protection & Control Panel for Line Feeder Bay (OHL) 150 kV line bay | 2026-01-06 16:50:49 | 0 | Set | 118500000 | 0000 | IDR | General | 0 | 0 | Material | N | N | N | ""
11134 | 611116-0000 | Pembelian Mesin Fogging | Purchase of Fogging Machine | 2018-07-30 17:36:57 | 0 | Unit | 0 | 0000 |  | General | 0 | 0 | Material | N | N | N | ""
10918 | 129304-0000 | Pembersihan jalur RAW Transmissi | Cleaning the RAW Transmission line | 2017-08-08 10:30:03 | 0 | Km | 0 | 0000 |  | General | 0 | 0 | Material | N | N | N | ""
10725 | 129231-0000 | Pembersihan lahan termasuk striping 20 cm | Land clearing including 20 cm striping | 2017-08-03 18:40:25 | 0 | M2 | 3557.03 | 0000 | IDR | General | 0 | 0 | Material | N | N | N | ""
9132 | 129091-0000 | Pembersihan lahan/tebas tebang&cabut tunggul | Land clearing/slashing & uprooting stumps | 2014-04-17 14:16:27 | 0 | M2 | 2223 | 0000 | IDR | General | 3959.18 | 0 | Material | N | N | N | ""
7733 | 121013-0000 | Pembongkaran Beton Bertulang | Reinforced Concrete Demolition |  | 0 | Service | 0 | M3 | "" | "" | 0 | 0 | Material | N | N | N
7734 | 121014-0000 | Pembongkaran Dinding Tembok Bata Merah | Demolition of Red Brick Wall | 2017-08-07 09:10:06 | 0 | Mtr | 20000 | M3 | IDR | "" | 0 | 13327 | Material | N | N | N
12673 | 129474-0000 | Pembongkaran Pagar Harmonika | Demolition of the Accordion Fence | 2025-06-24 18:20:46 | 0 | Ml | 40150 | 0000 | IDR | General | 0 | 0 | Material | N | N | N | ""
9921 | 129131-0000 | Pembuangan Tanah Keluar Lokasi | Disposal of Soil Off Site | 2015-06-19 15:09:30 | 0 | M3 | 20000 | 0000 | IDR | General | 0 | 0 | Material | N | N | N | ""
7742 | 122008-0000 | Pembuangan Tanah Sejauh 150 m | Land Disposal 150 m |  | 0 | Service | 0 | M3 | "" | "" | 0 | 0 | Material | N | N | N
7743 | 122009-0000 | Pembuangan Tanah Sejauh Lebih dari 1000 m | Land Disposal Over 1000 m |  | 0 | Service | 0 | M3 | "" | "" | 0 | 0 | Material | N | N | N
7730 | 121010-0000 | Pembuatan Bak Adukan ( 40 x 50 x 20 ) cm | Making a Mixing Tank (40 x 50 x 20) cm |  | 0 | Service | 0 | M2 | "" | "" | 0 | 0 | Material | N | N | N
7728 | 121008-0000 | Pembuatan Bedeng Pekerja | Construction of Workers' Sheds |  | 0 | Service | 30000000 | M2 | IDR | "" | 0 | 0 | Material | N | N | N
11755 | 129411-0000 | Pembuatan Bekisting Balok | Beam Formwork Making | 2021-02-02 15:07:22 | 0 | M2 | 0 | 0000 |  | General | 0 | 0 | Material | N | N | N | ""
11762 | 129418-0000 | Pembuatan Bekisting Batako | Making Brick Formwork | 2021-02-02 15:37:07 | 0 | M2 | 0 | 0000 |  | General | 0 | 0 | Material | N | N | N | ""
11763 | 129419-0000 | Pembuatan Bekisting Kepala Kolom | Column Head Formwork Making | 2021-02-02 17:01:20 | 0 | M2 | 0 | 0000 |  | General | 0 | 0 | Material | N | N | N | ""
11756 | 129412-0000 | Pembuatan Bekisting Kolom | Column Formwork Making | 2021-02-02 15:08:50 | 0 | M2 | 0 | 0000 |  | General | 0 | 0 | Material | N | N | N | ""
11760 | 129416-0000 | Pembuatan Bekisting Modifikasi Kolom | Modified Column Formwork Manufacturing | 2021-02-02 15:32:18 | 0 | M2 | 0 | 0000 |  | General | 0 | 0 | Material | N | N | N | ""
11758 | 129414-0000 | Pembuatan Bekisting Pit Lift | Pit Lift Formwork Construction | 2021-02-02 15:27:48 | 0 | M2 | 0 | 0000 |  | General | 0 | 0 | Material | N | N | N | ""
11759 | 129415-0000 | Pembuatan Bekisting Plambing | Plumbing Formwork Making | 2021-02-02 15:29:31 | 0 | M2 | 0 | 0000 |  | General | 0 | 0 | Material | N | N | N | ""
11757 | 129413-0000 | Pembuatan Bekisting Shearwall | Shearwall Formwork Manufacturing | 2021-02-02 15:14:10 | 0 | M2 | 0 | 0000 |  | General | 0 | 0 | Material | N | N | N | ""
10586 | 129219-0000 | Pembuatan counter weight | Making counter weights | 2017-03-27 19:08:39 | 0 | Kg | 0 | 0000 |  | General | 0 | 0 | Material | N | N | N | ""
9250 | 129097-0000 | Pembuatan Cross Drain A | Making Cross Drain A | 2014-05-17 16:26:20 | 0 | Ls | 0 | 0000 | IDR | General | 0 | 0 | Material | N | N | N | ""
8331 | 424035-0000 | Pembuatan dan instalasi Handhole 90 x 90 cm, material dan jasa | Manufacture and installation of 90 x 90 cm handholes, materials and services | 2013-08-01 16:49:23 | 0 | Set | 0 | 0000 | IDR | General | 0 | 10101 | Material | N | N | N | ""
9023 | 111266-0000 | Pembuatan Direksi Keet Owner (Material dan Jasa) | Establishment of a Board of Directors and Ownership (Materials and Services) | 2014-02-19 12:41:06 | 0 | Unit | 115000000 | 0000 | IDR | General | 115000000 | 12184 | Material | N | N | N | ""
9022 | 111265-0000 | Pembuatan Direksi Keet Qdc (Material dan Jasa) | Establishment of QDC (Material and Services) Board of Directors | 2014-02-19 12:40:27 | 0 | Unit | 13810000 | 0000 | IDR | General | 5276041.67 | 12184 | Material | N | N | N | ""
7726 | 121006-0000 | Pembuatan Gudang Semen dan Alat - alat | Construction of Cement Warehouse and Tools |  | 0 | Service | 2416668 | M2 | IDR | "" | 0 | 0 | Material | N | N | N
9059 | 129078-0000 | Pembuatan Gudang Sementara | Temporary Warehouse Construction | 2014-03-06 15:28:57 | 0 | Unit | 3500000 | 0000 | IDR | General | 0 | 11793 | Material | N | N | N | ""
8451 | 123050-0000 | Pembuatan Hand Hole ukuran dia dalam (80x80x80), cor beton 1 2 3 | Making Hand Hole with inner diameter (80x80x80), cast concrete 1 2 3 | 2013-09-10 12:15:44 | 0 | Unit | 1250000 | 0000 | IDR | General | 1250000 | 11194 | Material | N | N | N | ""
9812 | 413136-0000 | Pembuatan HH ukuran 80X80X100 | Making HH size 80X80X100 | 2015-02-14 12:58:40 | 0 | Pcs | 4000000 | 0000 | IDR | General | 0 | 12502 | Material | N | N | N | ""
10786 | 129266-0000 | PEMBUATAN JALAN LINGKUNGAN Base Course tebal 25 cm (crush stone) | ENVIRONMENTAL ROAD CONSTRUCTION Base Course 25 cm thick (crushed stone) | 2017-08-03 19:49:19 | 0 | M2 | 124618.95 | 0000 | IDR | General | 0 | 0 | Material | N | N | N | ""
10787 | 129267-0000 | PEMBUATAN JALAN LINGKUNGAN Lapisan Aspal Penetrasi tebal 5 cm | ENVIRONMENTAL ROAD CONSTRUCTION 5 cm thick penetration asphalt layer | 2017-08-03 19:50:15 | 0 | M2 | 137945.78 | 0000 | IDR | General | 0 | 0 | Material | N | N | N | ""
10784 | 129264-0000 | PEMBUATAN JALAN LINGKUNGAN Pekerjaan Pemadatan Lapisan Bawah Jalan tebal 15 cm | ENVIRONMENTAL ROAD CONSTRUCTION Work on the Road Sub-Layer Compaction 15 cm thick | 2017-08-03 19:46:43 | 0 | M2 | 34443.15 | 0000 | IDR | General | 0 | 0 | Material | N | N | N | ""
10788 | 129268-0000 | PEMBUATAN JALAN LINGKUNGAN Lapisan Hotmix tebal 5 cm | ENVIRONMENTAL ROAD CONSTRUCTION 5 cm thick Hotmix layer | 2017-08-03 19:51:00 | 0 | M2 | 138470.83 | 0000 | IDR | General | 0 | 0 | Material | N | N | N | ""
10785 | 129265-0000 | PEMBUATAN JALAN LINGKUNGAN Sub Base Course tebal 30 cm (sand-gravel) | ENVIRONMENTAL ROAD CONSTRUCTION Sub Base Course 30 cm thick (sand-gravel) | 2017-08-03 19:47:27 | 0 | M2 | 104578 | 0000 | IDR | General | 0 | 0 | Material | N | N | N | ""
7732 | 121012-0000 | Pembuatan Jalan Sementara | Temporary Road Construction |  | 0 | Service | 7500000 | M2 | IDR | "" | 12000000 | 0 | Material | N | N | N
7725 | 121005-0000 | Pembuatan Kantor Direksi Keet , dengan Lantai Plesteran | Construction of the Keet Director's Office, with Plaster Floor |  | 0 | Service | 5520833.33 | M2 | IDR | "" | 0 | 0 | Material | N | N | N
11765 | 129421-0000 | Pembuatan Modifikasi Bekisting Kepala Kolom | Making Modified Column Head Formwork | 2021-02-02 17:12:33 | 0 | M2 | 0 | 0000 |  | General | 0 | 0 | Material | N | N | N | ""
11761 | 129417-0000 | Pembuatan Modifikasi Bekisting Shearwall | Making Shearwall Formwork Modifications | 2021-02-02 15:35:03 | 0 | M2 | 0 | 0000 |  | General | 0 | 0 | Material | N | N | N | ""
11103 | 810053-0000 | Pembuatan Packing Insulator | Insulator Packing Manufacturing | 2018-05-11 16:13:44 | 0 | Pcs | 0 | 0000 |  | General | 0 | 0 | Material | N | N | N | ""
9064 | 111272-0000 | Pembuatan Pagar Pengaman dari Pasangan Batu | Making a Safety Fence from Stone Masonry | 2014-03-07 09:54:18 | 0 | Mtr | 1750000 | 0000 | IDR | General | 0 | 11793 | Material | N | N | N | ""
7723 | 121003-0000 | Pembuatan Pagar Sementara dari Kawat Duri tinggi 1.8 m | Making a Temporary Fence from Barbed Wire 1.8 m high |  | 0 | Service | 3000 | Mtr | IDR | "" | 34609375 | 0 | Material | N | N | N
7721 | 121001-0000 | Pembuatan Pagar Sementara dari Kayu tinggi 2 m | Making a Temporary Fence from Wood 2 m high |  | 0 | Service | 42862.61 | Mtr | IDR | "" | 0 | 0 | Material | N | N | N
7722 | 121002-0000 | Pembuatan Pagar Sementara dari Seng Gelombang tinggi 2 m | Making a Temporary Fence from 2 m high Corrugated Iron |  | 0 | Service | 3500000 | Mtr | IDR | "" | 0 | 0 | Material | N | N | N
10216 | 413180-0000 | Pembuatan Pondasi ODC 288 (Material dan Jasa) | ODC 288 Foundation Construction (Materials and Services) | 2016-06-23 16:54:11 | 0 | Set | 1000000 | 0000 | IDR | General | 0 | 0 | Material | N | N | N | ""
12192 | 150001-0000 | Pembuatan Rumah Ibadah / Sederhana | Construction of a House of Worship / Simple | 2023-02-10 11:40:54 | 0 | M2 | 1731601.73 | 0000 | IDR | General | 0 | 0 | Material | N | N | N | ""
7727 | 121007-0000 | Pembuatan Rumah Jaga / Konstruksi Kayu | Guard House Construction / Wooden Construction |  | 0 | Service | 0 | M2 | "" | "" | 0 | 0 | Material | N | N | N
12703 | 129478-0000 | Pembuatan Rumah Tipe 32 | Type 32 House Construction | 2025-08-07 18:54:36 | 0 | M2 | 0 | 0000 |  | General | 0 | 0 | Material | N | N | N | ""
7731 | 121011-0000 | Pembuatan Stegger dari Bambu, ( 40 x 50 x 20 ) cm | Making a Scaffold from Bamboo, (40 x 50 x 20) cm |  | 0 | Service | 600000 | M2 | IDR | "" | 0 | 0 | Material | N | N | N
9060 | 129079-0000 | Pembuatan Tapak atau Atap Genset | Making a Genset Footing or Roof | 2014-03-06 15:30:28 | 0 | Unit | 46000 | 0000 | IDR | General | 0 | 11793 | Material | N | N | N | ""
9061 | 129080-0000 | Pembuatan Tapak Solar Tank | Solar Tank Footprint Construction | 2014-03-06 15:39:27 | 0 | Unit | 0 | 0000 | IDR | General | 0 | 11793 | Material | N | N | N | ""
12203 | 820123-0000 | Pemeriksaan Antigen | Antigen Examination | 2023-03-15 20:47:31 | 0 | ea | 59000 | 0000 | IDR | General | 0 | 0 | Material | N | N | N | ""
12202 | 820122-0000 | Pemeriksaan Audiometri | Audiometry Examination | 2023-03-15 20:34:51 | 0 | ea | 115000 | 0000 | IDR | General | 0 | 0 | Material | N | N | N | ""
12193 | 820113-0000 | Pemeriksaan Fisik | Physical examination | 2023-03-15 19:14:34 | 0 | ea | 67000 | 0000 | IDR | General | 0 | 0 | Material | N | N | N | ""
12218 | 820124-0000 | Pemeriksaan Golongan Darah | Blood Type Examination | 2023-03-23 10:09:43 | 0 | ea | 25000 | 0000 | IDR | General | 0 | 0 | Material | N | N | N | ""
12200 | 820120-0000 | Pemeriksaan Gula Darah Puasa | Fasting Blood Sugar Test | 2023-03-15 20:27:52 | 0 | ea | 35000 | 0000 | IDR | General | 0 | 0 | Material | N | N | N | ""
12201 | 820121-0000 | Pemeriksaan HBsAg | HBsAg examination | 2023-03-15 20:29:23 | 0 | ea | 54000 | 0000 | IDR | General | 0 | 0 | Material | N | N | N | ""
12197 | 820117-0000 | Pemeriksaan Hematologi Rutin | Routine Hematology Examination | 2023-03-15 19:20:41 | 0 | ea | 100000 | 0000 | IDR | General | 0 | 0 | Material | N | N | N | ""
12199 | 820119-0000 | Pemeriksaan Kolesterol Total | Total Cholesterol Examination | 2023-03-15 20:26:15 | 0 | ea | 50000 | 0000 | IDR | General | 0 | 0 | Material | N | N | N | ""
12198 | 820118-0000 | Pemeriksaan Urin Lengkap | Complete Urine Examination | 2023-03-15 20:24:48 | 0 | ea | 35000 | 0000 | IDR | General | 0 | 0 | Material | N | N | N | ""
12434 | 820134-0000 | Pemesanan kamar hotel | Hotel room reservations | 2024-08-21 17:31:08 | 0 | Day | 0 | 0000 |  | General | 0 | 0 | Material | N | N | N | ""
11479 | 129373-0000 | Pemindahan AC | AC relocation | 2019-09-02 22:25:31 | 0 | Ls | 750000 | 0000 | IDR | General | 0 | 0 | Material | N | N | N | ""
9866 | 820075-0000 | Penalty Cost | Penalty Cost | 2015-03-25 14:19:03 | 0 | Ls | 0 | 0000 |  | General | 0 | 0 | Material | N | N | N | ""
12466 | 221059-0000 | Penambahan Drat Untuk Angkur | Thread Addition for Anchor | 2024-10-15 16:10:01 | 0 | SS | 21340 | 0000 | IDR | General | 0 | 0 | Material | N | N | N | ""
9313 | 313072-0000 | Penambahan Jaringan Trafo 25 kVA 3 Phase. | Addition of 25 kVA 3 Phase Transformer Network. | 2014-12-03 08:39:18 | 0 | Ls | 112880100 | 0000 | IDR | General | 112880100 | 11683 | Material | N | N | N | ""
9903 | 323121-0000 | Penarikan dan sagging kawat OPGW 70 | OPGW 70 wire drawing and sagging | 2015-06-19 14:36:13 | 0 | Mtr | 9360 | 0000 | IDR | General | 0 | 0 | Material | N | N | N | ""
12627 | 323234-0000 | Penarikan Kabel dan Wiring untuk Line Bay Gardu Induk 150 kV | Cable Pulling and Wiring for 150 kV Main Substation Line Bay | 2025-04-17 17:54:12 | 0 | bay | 35000000 | 0000 | IDR | General | 0 | 0 | Material | N | N | N | ""
9815 | 424090-0000 | Penarikan Kabel drop 2 core | Pulling 2 core drop cable | 2015-02-14 13:03:00 | 0 | Mtr | 0 | 0000 | IDR | General | 0 | 12502 | Material | N | N | N | ""
10285 | 620014-0000 | Pencabutan berkas perkara kepolisian | Withdrawal of police case files | 2016-08-29 16:40:06 | 0 | Ls | 0 | 0000 |  | General | 0 | 0 | Material | N | N | N | ""
12510 | 820137-0000 | Penerbitan Bill of Lading | Issuance of Bill of Lading | 2024-11-29 19:26:35 | 0 | Pcs | 0 | 0000 |  | General | 0 | 0 | Material | N | N | N | ""
12513 | 720075-0000 | Penerbitan Bill Of Landing | Issuance of Bill of Landing | 2024-12-02 10:42:00 | 0 | Pcs | 200000 | 0000 | IDR | General | 0 | 0 | Material | N | N | N | ""
12512 | 720074-0000 | Penerbitan Delivery Order | Delivery Order Issuance | 2024-12-02 10:41:18 | 0 | Pcs | 200000 | 0000 | IDR | General | 0 | 0 | Material | N | N | N | ""
9309 | 413070-0000 | Pengadaan 1 Subduct 28/32 mm pada polongan route Duct | Procurement of 1 Subduct 28/32 mm on the Duct route podan | 2014-06-10 10:20:42 | 0 | Mtr | 7500 | 0000 | IDR | General | 4845 | 11683 | Material | N | N | N | ""
10116 | 413159-0000 | Pengadaan 1 Subduct 40/32 mm pada polongan route Duct | Procurement of 1 Subduct 40/32 mm on the Duct route podan | 2016-01-12 09:02:16 | 0 | Mtr | 0 | 0000 |  | General | 0 | 0 | Material | N | N | N | ""
10117 | 413160-0000 | Pengadaan 1 Subduct 40/33 mm pada polongan route Duct | Procurement of 1 Subduct 40/33 mm on the Duct route podan | 2016-01-12 09:03:59 | 0 | Mtr | 10800 | 0000 | IDR | General | 0 | 0 | Material | N | N | N | ""
10132 | 313219-0000 | Pengadaan 19 inch Wallmount Rack 12U depth 600mm, Acrylic Front Door, Back Metal Door (double door), Incl. 1 Unit Single Fan, 20 Unit Cage Nut, M6 Screw, 1 Unit Vertical Power Distributor Panel 6 outlets, 1 set Dynabolt M10 | Procurement of 19 inch Wallmount Rack 12U depth 600mm, Acrylic Front Door, Back Metal Door (double door), Incl. 1 Unit Single Fan, 20 Units Cage Nut, M6 Screw, 1 Unit Vertical Power Distributor Panel 6 outlets, 1 set Dynabolt M10 | 2016-08-11 09:42:53 | 0 | Pcs | 1938800 | 0000 | IDR | General | 1500000 | 13121 | Material | N | N | N | ""
9509 | 413103-0000 | Pengadaan duct baru dengan pengeboran manual diatas parit, menggunakan pipa diameter dalam 100mm dan ketebalan 5,5mm, 1 jalur | Procurement of new ducts by manual drilling above the trench, using pipes with an inner diameter of 100mm and a thickness of 5.5mm, 1 line | 2016-02-05 15:42:26 | 0 | Mtr | 70000 | 0000 | IDR | General | 70000 | 12210 | Material | N | N | N | ""
9508 | 413102-0000 | Pengadaan duct baru dengan pengeboran mesin (borring) diatas parit, menggunakan pipa diameter dalam 100mm dan ketebalan 5,5mm, 1 jalur | Procurement of new ducts by machine drilling (boring) above the trench, using pipes with an inner diameter of 100mm and a thickness of 5.5mm, 1 line | 2016-02-05 14:10:30 | 0 | Mtr | 0 | 0000 | IDR | General | 0 | 12210 | Material | N | N | N | ""
9341 | 211049-0000 | Pengadaan grounding 1 titik rod pada ODP/kotak pembagi (max 3 ohm) | Procurement of 1 point grounding rod on the ODP/divider box (max 3 ohms) | 2016-02-10 14:56:07 | 0 | Pcs | 718790 | 0000 | IDR | General | 300000 | 11841 | Material | N | N | N | ""
9544 | 313097-0000 | Pengadaan grounding Integrasi | Procurement of Integration grounding | 2016-02-10 14:59:30 | 0 | Pcs | 50000 | 0000 | IDR | General | 150000 | 12148 | Material | N | N | N | ""
9301 | 413068-0000 | Pengadaan HH ukuran diameter dalam (P X L X T = 170x150x165) cor beton 1-2-3 | Procurement of HH inner diameter size (L X W X H = 170x150x165) cast concrete 1-2-3 | 2015-06-16 17:52:23 | 0 | Pcs | 5418819 | 0000 | IDR | General | 0 | 11683 | Material | N | N | N | ""
9303 | 413069-0000 | Pengadaan HH ukuran diameter dalam (P X L X T = 120x130x165) cor beton 1-2-3 | Procurement of HH inner diameter size (L X W X H = 120x130x165) cast concrete 1-2-3 | 2015-06-16 17:54:11 | 0 | Pcs | 700000 | 0000 | IDR | General | 0 | 11683 | Material | N | N | N | ""
10091 | 413156-0000 | Pengadaan Keramik ODC | ODC Ceramic Procurement | 2016-02-10 15:28:32 | 0 | Lks | 0 | 0000 |  | General | 0 | 10 | Material | N | N | N | ""
10288 | 413185-0000 | Pengadaan ODC-C (outdoor) with minimum 12 space for passive spliter, adaptor SC/UPC dan pondasinya kap 96 core termasuk patok pengamanan (5 buah) berikut pelabelan (ODC modifikasi) | Procurement of ODC-C (outdoor) with minimum 12 spaces for passive splitter, SC/UPC adapter and foundation for 96 core cap including safety stakes (5 pieces) and labeling (modified ODC) | 2016-08-30 10:18:13 | 0 | Pcs | 0 | 0000 |  | General | 0 | 0 | Material | N | N | N | ""
10290 | 413186-0000 | Pengadaan OTB termasuk terminasi dan penyambungan kabel optik Single Mode kap 144 core serta Adapter (SC Connector), pigtail dan protection sleeve pada cassette / box | OTB procurement includes termination and connection of 144 core Single Mode optical cables as well as Adapters (SC Connectors), pigtails and protection sleeves on cassettes/boxes. | 2016-08-30 10:21:27 | 0 | Pcs | 0 | 0000 |  | General | 0 | 0 | Material | N | N | N | ""
8677 | 413045-0000 | Pengadaan Temberang Sokong 7m, Kekuatan tarik 140Kg | Procurement of 7m support beams, tensile strength 140 kg | 2013-10-04 16:20:56 | 0 | Set | 0 | 0000 | IDR | General | 0 | 11132 | Material | N | N | N | ""
10135 | 313222-0000 | Pengadaan Vertical Power Distribution Panel 12 Outlets | Procurement of Vertical Power Distribution Panel 12 Outlets | 2016-02-02 11:04:44 | 0 | Pcs | 0 | 0000 |  | General | 0 | 13883 | Material | N | N | N | ""
12790 | 129485-0000 | Pengambilan Sampel Beton - Core Drill | Concrete Sampling - Core Drill | 2025-11-24 10:55:36 | 0 | Ttk | 0 | 0000 |  | General | 0 | 0 | Material | N | N | N | ""
12404 | 129461-0000 | Pengambilan Undisturbed Sample Tanah | Undisturbed Soil Sample Collection | 2024-07-10 13:16:24 | 0 | Ml | 2000000 | 0000 | IDR | General | 0 | 0 | Material | N | N | N | ""
11496 | 129385-0000 | Pengecatan Dinding | Wall Painting | 2019-09-05 09:30:42 | 0 | M2 | 10000 | 0000 | IDR | General | 0 | 0 | Material | N | N | N | ""
10223 | 424152-0000 | Pengecoran galian berbatu | Casting of rock excavations | 2016-06-30 11:50:21 | 0 | Mtr | 0 | 0000 |  | General | 0 | 0 | Material | N | N | N | ""
9825 | 129122-0000 | Pengecoran pondasi tiang telepon | Telephone pole foundation casting | 2015-02-25 00:55:13 | 0 | Pcs | 500000 | 0000 | IDR | General | 40000 | 12638 | Material | N | N | N | ""
8227 | 111016-IMPL | Pengencer Cat/ Terpentin | Paint Thinner/ Turpentine | 2013-07-19 11:25:22 | 0 | Ltr | 71000 | IMPL | IDR | IMPALA | 0 | 9982 | Material | N | N | N | ""
10292 | 424157-0000 | Pengetesan FO Eksisting | Existing FO Testing | 2016-08-30 10:30:14 | 0 | Pcs | 63750 | 0000 | IDR | General | 0 | 0 | Material | N | N | N | ""
12471 | 720071-0000 | Penggunaan 1 Unit Container 20 Dry Container | Use of 1 Unit Container 20 Dry Containers | 2024-10-17 22:36:40 | 0 | Pcs | 3300000 | 0000 | IDR | General | 0 | 0 | Material | N | N | N | ""
12606 | 720097-0000 | Penggunaan 1 Unit Container 40 Dry Container | Use of 1 Unit Container 40 Dry Containers | 2025-02-28 07:34:13 | 0 | Pcs | 6600000 | 0000 | IDR | General | 0 | 0 | Material | N | N | N | ""
12607 | 720098-0000 | Penggunaan 1 Unit Container 40 Ft Dry Container | Use of 1 Unit of 40 Ft Dry Container | 2025-02-28 07:38:43 | 0 | Pcs | 0 | 0000 |  | General | 0 | 0 | Material | N | N | N | ""
12614 | 720102-0000 | Penggunaan 1 Unit Container 40 High Cube (HC) Container | Use of 1 Unit of 40 High Cube (HC) Container | 2025-03-11 17:11:00 | 0 | Pcs | 5200000 | 0000 | IDR | General | 0 | 0 | Material | N | N | N | ""
8495 | 820016-0000 | Pengiriman Dokumen | Document delivery | 2013-09-24 14:07:35 | 0 | Ls | 131100 | 0000 | IDR | General | 0 | 11319 | Material | N | N | N | ""
9193 | 720012-0000 | Pengiriman Material | Material Delivery | 2014-04-24 09:42:27 | 0 | Ls | 3500 | 0000 | IDR | General | 78125 | 11313 | Material | N | N | N | ""
12526 | 720086-0000 | Pengiriman Material Dari Bekasi ke Tanjung Priuk (Container 20ft -Stuffing Dalam) Cap 25 Ton | Material Delivery From Bekasi to Tanjung Priuk (20ft Container - Stuffing Inside) Cap 25 Tons | 2024-12-02 12:25:23 | 0 | Rit | 1500000 | 0000 | IDR | General | 0 | 0 | Material | N | N | N | ""
12622 | 720106-0000 | Pengiriman Material Dari Bogor ke Tanjung Priuk (Container 20ft -Stuffing Dalam) Cap 25 Ton | Material Delivery From Bogor to Tanjung Priuk (20ft Container - Stuffing Inside) Cap 25 Tons | 2025-04-10 07:01:12 | 0 | Rit | 1350000 | 0000 | IDR | General | 0 | 0 | Material | N | N | N | ""
12516 | 720077-0000 | Pengiriman Material Dari Bogor ke Tanjung Priuk (Container 20ft -Stuffing Luar) Cap 25 Ton | Material Delivery From Bogor to Tanjung Priuk (20ft Container - Outer Stuffing) Cap 25 Tons | 2024-12-02 11:59:52 | 0 | Rit | 720000 | 0000 | IDR | General | 0 | 0 | Material | N | N | N | ""
12621 | 720105-0000 | Pengiriman Material Dari Bogor ke Tanjung Priuk (Container 40ft -Stuffing Dalam) Cap 30 Ton | Material Delivery From Bogor to Tanjung Priuk (40ft Container - Stuffing Inside) Cap 30 Tons | 2025-04-10 06:59:52 | 0 | Rit | 1000000 | 0000 | IDR | General | 0 | 0 | Material | N | N | N | ""
12628 | 720110-0000 | Pengiriman Material Dari Bogor ke Tanjung Priuk (Container 40ft -Stuffing Dalam) Cap 30 Ton | Material Delivery From Bogor to Tanjung Priuk (40ft Container - Stuffing Inside) Cap 30 Tons | 2025-04-21 12:51:13 | 0 | Rit | 2500000 | 0000 | IDR | General | 0 | 0 | Material | N | N | N | ""
12620 | 720104-0000 | Pengiriman Material Dari Bogor ke Tanjung Priuk (Container 40ft -Stuffing Luar) Cap 30 Ton | Material Delivery From Bogor to Tanjung Priuk (40ft Container - Outer Stuffing) Cap 30 Tons | 2025-04-10 06:59:20 | 0 | Rit | 2000000 | 0000 | IDR | General | 0 | 0 | Material | N | N | N | ""
12524 | 720084-0000 | Pengiriman Material Dari Cikarang ke Tanjung Priuk (Container 20ft -Stuffing Dalam) Cap 25 Ton | Material Delivery From Cikarang to Tanjung Priuk (20ft Container - Stuffing Inside) Cap 25 Tons | 2024-12-02 12:23:27 | 0 | Rit | 2350000 | 0000 | IDR | General | 0 | 0 | Material | N | N | N | ""
12519 | 720001-ABB0 | Pengiriman Material Dari Cikarang ke Tanjung Priuk (Container 20ft -Stuffing Luar) Cap 25 Ton | Material Delivery From Cikarang to Tanjung Priuk (20ft Container - Outer Stuffing) Cap 25 Tons | 2024-12-02 12:07:46 | 0 | Rit | 0 | ABB0 |  | ABB | 0 | 0 | Material | N | N | N | ""
12366 | 720058-0000 | Pengiriman Material Dari Jabodetabek ke Pangkalan Bun (Container 20ft) | Material Delivery From Jabodetabek to Pangkalan Bun (20ft Container) | 2024-05-18 19:52:23 | 0 | Rit | 20000000 | 0000 | IDR | General | 0 | 0 | Material | N | N | N | ""
12367 | 720059-0000 | Pengiriman Material Dari Jabodetabek ke Pangkalan Bun (Container 40ft) | Material Delivery From Jabodetabek to Pangkalan Bun (40ft Container) | 2024-05-18 19:57:13 | 0 | Rit | 0 | 0000 |  | General | 0 | 0 | Material | N | N | N | ""
12525 | 720085-0000 | Pengiriman Material Dari Jakarta Barat ke Tanjung Priuk (Container 20ft - Stuffing Dalam) Cap 25 Ton | Material Delivery From West Jakarta to Tanjung Priuk (20ft Container - Stuffing Inside) Cap 25 Tons | 2024-12-02 12:24:43 | 0 | Rit | 1500000 | 0000 | IDR | General | 0 | 0 | Material | N | N | N | ""
12520 | 720080-0000 | Pengiriman Material Dari Jakarta Barat ke Tanjung Priuk (Container 20ft -Stuffing Luar) Cap 25 Ton | Material Delivery From West Jakarta to Tanjung Priuk (20ft Container - Outer Stuffing) Cap 25 Tons | 2024-12-02 12:08:25 | 0 | Rit | 0 | 0000 |  | General | 0 | 0 | Material | N | N | N | ""
12522 | 720082-0000 | Pengiriman Material Dari Jakarta Timur ke Tanjung Priuk (Container 20ft -Stuffing Luar) Cap 25 Ton | Material Delivery From East Jakarta to Tanjung Priuk (20ft Container - Outer Stuffing) Cap 25 Tons | 2024-12-02 12:09:40 | 0 | Rit | 1500000 | 0000 | IDR | General | 0 | 0 | Material | N | N | N | ""
12521 | 720081-0000 | Pengiriman Material Dari Jakarta Utara ke Tanjung Priuk (Container 20ft -Stuffing Luar) Cap 25 Ton | Material Delivery From North Jakarta to Tanjung Priuk (20ft Container - Outer Stuffing) Cap 25 Tons | 2024-12-02 12:08:58 | 0 | Rit | 0 | 0000 |  | General | 0 | 0 | Material | N | N | N | ""
12517 | 720078-0000 | Pengiriman Material Dari Karawang ke Tanjung Priuk (Container 20ft -Stuffing Luar) Cap 25 Ton | Material Delivery From Karawang to Tanjung Priuk (20ft Container - Outer Stuffing) Cap 25 Tons | 2024-12-02 12:05:33 | 0 | Rit | 0 | 0000 |  | General | 0 | 0 | Material | N | N | N | ""
12624 | 720108-0000 | Pengiriman Material dari Karawang ke Tanjung Priuk (Container 40ft - Stuffing Dalam) Cap 30 Ton | Material Delivery from Karawang to Tanjung Priuk (40ft Container - Stuffing Inside) Cap 30 Tons | 2025-04-10 07:02:57 | 0 | Rit | 0 | 0000 |  | General | 0 | 0 | Material | N | N | N | ""
12623 | 720107-0000 | Pengiriman Material dari Karawang ke Tanjung Priuk (Container 40ft - Stuffing Luar) Cap 30 Ton | Material Delivery from Karawang to Tanjung Priuk (40ft Container - Outer Stuffing) Cap 30 Tons | 2025-04-10 07:02:02 | 0 | Rit | 0 | 0000 |  | General | 0 | 0 | Material | N | N | N | ""
12629 | 720111-0000 | Pengiriman Material Dari Pelabuhan Kumai ke Pangkalan Bun (Container 20ft) Cap 25 Ton incl THC dan Pengurusan Dok (All in) | Material Delivery from Kumai Port to Pangkalan Bun (20ft Container) Cap 25 Tons including THC and Dock Management (All in) | 2025-04-21 12:54:24 | 0 | Rit | 2908163.5 | 0000 | IDR | General | 0 | 0 | Material | N | N | N | ""
12527 | 720087-0000 | Pengiriman Material Dari Pelabuhan Kumai ke Pangkalan Bun (Container 20ft) Cap 25 Ton incl THC dan Pengurusan Dok (All in) | Material Delivery from Kumai Port to Pangkalan Bun (20ft Container) Cap 25 Tons including THC and Dock Management (All in) | 2024-12-02 12:26:54 | 0 | Rit | 2908163.25 | 0000 | IDR | General | 0 | 0 | Material | N | N | N | ""
12608 | 720099-0000 | Pengiriman Material Dari Pelabuhan Kumai ke Pangkalan Bun (Container 40 ft) incl THC dan Pengurusan Dok (All in) | Material Delivery From Kumai Port to Pangkalan Bun (40 ft Container) including THC and Dock Management (All in) | 2025-02-28 07:41:11 | 0 | Rit | 5612245 | 0000 | IDR | General | 0 | 0 | Material | N | N | N | ""
12630 | 720112-0000 | Pengiriman Material Dari Pelabuhan Perawang ke Siak Sri Indrapura (Container 20ft) Cap 25 Ton incl THC dan Pengurusan Dok (All in) | Material Delivery from Perawang Port to Siak Sri Indrapura (20ft Container) Cap 25 Tons including THC and Dock Management (All in) | 2025-04-21 12:55:51 | 0 | Rit | 4500000 | 0000 | IDR | General | 0 | 0 | Material | N | N | N | ""
12631 | 720113-0000 | Pengiriman Material Dari Pelabuhan Perawang ke Siak Sri Indrapura (Container 40 ft) incl THC dan Pengurusan Dok (All in) | Material Delivery From Perawang Port to Siak Sri Indrapura (40 ft Container) including THC and Dock Management (All in) | 2025-04-21 12:57:53 | 0 | Rit | 7900000 | 0000 | IDR | General | 0 | 0 | Material | N | N | N | ""
12523 | 720083-0000 | Pengiriman Material Dari Tanggerang ke Tanjung Priuk (Container 20ft -Stuffing Dalam) Cap 25 Ton | Material Delivery From Tangerang to Tanjung Priuk (20ft Container - Stuffing Inside) Cap 25 Tons | 2024-12-02 12:10:34 | 0 | Rit | 2240420 | 0000 | IDR | General | 0 | 0 | Material | N | N | N | ""
12518 | 720079-0000 | Pengiriman Material Dari Tanggerang ke Tanjung Priuk (Container 20ft -Stuffing Luar) Cap 25 Ton | Material Delivery From Tangerang to Tanjung Priuk (20ft Container - Outer Stuffing) Cap 25 Tons | 2024-12-02 12:06:43 | 0 | Rit | 0 | 0000 |  | General | 0 | 0 | Material | N | N | N | ""
12625 | 720109-0000 | Pengiriman Material Dari Tanggerang ke Tanjung Priuk (Container 40ft -Stuffing Luar) Cap 25 Ton | Material Delivery From Tangerang to Tanjung Priuk (40ft Container - Outer Stuffing) Cap 25 Tons | 2025-04-17 14:33:45 | 0 | Rit | 0 | 0000 |  | General | 0 | 0 | Material | N | N | N | ""
12597 | 720091-0000 | Pengiriman Material Menggunakan Fuso Jabodetabek ke Siak Sri Indrapura | Material Delivery Using Fuso Jabodetabek to Siak Sri Indrapura | 2025-02-20 18:26:42 | 0 | Rit | 0 | 0000 |  | General | 0 | 0 | Material | N | N | N | ""
12757 | 720119-0000 | Pengiriman Material Menggunakan Kargo Pesawat dari Jabodetabek ke Pekanbaru | Material Delivery Using Air Cargo from Jabodetabek to Pekanbaru | 2025-10-27 18:43:37 | 0 | Kg | 49200 | 0000 | IDR | General | 0 | 0 | Material | N | N | N | ""
12596 | 720090-0000 | Pengiriman Material Menggunakan Tronton Jabodetabek ke Siak Sri Indrapura | Material Delivery Using a Jabodetabek Truck to Siak Sri Indrapura | 2025-02-20 17:53:07 | 0 | Rit | 0 | 0000 |  | General | 0 | 0 | Material | N | N | N | ""
10666 | 720040-0000 | Pengiriman material satuan Kg | Delivery of materials per kg | 2017-07-18 12:09:16 | 0 | Kg | 6301 | 0000 | IDR | General | 0 | 0 | Material | N | N | N | ""
9114 | 129086-0000 | Pengujian Laboratorium untuk material | Laboratory Testing for materials | 2014-03-14 16:31:49 | 0 | Ls | 2500000 | 0000 | IDR | General | 800000 | 11633 | Material | N | N | N | ""
11560 | 810099-0000 | peniti | pin | 2019-11-26 15:12:37 | 0 | Bks | 2000 | 0000 | IDR | General | 0 | 0 | Material | N | N | N | ""
9102 | 111279-0000 | Penstock Mechanical works | Penstock Mechanical works | 2014-03-14 16:24:24 | 0 | Ls | 0 | 0000 | IDR | General | 0 | 11633 | Material | N | N | N | ""
8268 | 424032-0000 | Penyambungan dan Terminasi Core optik di ODC sistem fusion, termasuk pigtail (SC/UPC) | Optical Core Splicing and Termination in ODC fusion systems, including pigtails (SC/UPC) | 2013-07-28 10:53:18 | 0 | Core | 43650 | 0000 | IDR | General | 0 | 9991 | Material | N | N | N | ""
10096 | 424133-0000 | Penyambungan dan Terminasi Core Optik di ODC sistem fusion, termasuk pigtail (SC/UPC) 144 core | Optical Core Splicing and Termination in ODC fusion system, including 144 core pigtail (SC/UPC) | 2015-12-02 14:51:07 | 0 | Pcs | 7333200 | 0000 | IDR | General | 0 | 0 | Material | N | N | N | ""
10097 | 424134-0000 | Penyambungan dan Terminasi Core Optik di ODC sistem fusion, termasuk pigtail (SC/UPC) 288 core | Optical Core Splicing and Termination in ODC fusion systems, including 288 core pigtails (SC/UPC) | 2015-12-02 14:52:01 | 0 | Pcs | 12833100 | 0000 | IDR | General | 0 | 0 | Material | N | N | N | ""
10095 | 424132-0000 | Penyambungan dan Terminasi Core Optik di ODC sistem fusion, termasuk pigtail (SC/UPC) 48 core | Optical Core Splicing and Termination in ODC fusion system, including 48 core pigtail (SC/UPC) | 2015-12-02 14:49:12 | 0 | Pcs | 2095200 | 0000 | IDR | General | 0 | 0 | Material | N | N | N | ""
8269 | 424033-0000 | Penyambungan dan Terminasi Core optik di ODP sistem fusion termasuk pigtail | Splicing and Termination of optical cores in ODP fusion systems including pigtails | 2013-07-28 10:55:19 | 0 | Core | 34474.5 | 0000 | IDR | General | 0 | 9991 | Material | N | N | N | ""
9907 | 323125-0000 | Penyambungan joint box | Joint box connection | 2015-06-19 14:44:32 | 0 | Pcs | 0 | 0000 |  | General | 0 | 0 | Material | N | N | N | ""
8336 | 423020-0000 | Penyambungan/ Pemasangan Fixed Line Telepon (6 Line) | Connection/Installation of Fixed Line Telephone (6 Lines) | 2013-08-02 11:45:00 | 0 | Ls | 0 | 0000 | IDR | General | 0 | 10101 | Material | N | N | N | ""
9066 | 111273-0000 | Penyediaan Bantuan Bedeng untuk Pekerja | Provision of Shelter Assistance for Workers | 2014-03-07 09:56:38 | 0 | Ls | 0 | 0000 | IDR | General | 0 | 11793 | Material | N | N | N | ""
9067 | 111274-0000 | Penyediaan Bedeng Fabrikasi Besi Beton | Provision of Fabricated Reinforced Concrete Beds | 2014-03-07 09:57:23 | 0 | Ls | 0 | 0000 | IDR | General | 0 | 11793 | Material | N | N | N | ""
9058 | 129077-0000 | Penyediaan Kantin Sementara | Provision of Temporary Canteen | 2014-03-06 15:27:31 | 0 | Ls | 0 | 0000 | IDR | General | 0 | 11793 | Material | N | N | N | ""
12433 | 820133-0000 | Penyewaan Ruang Rapat | Meeting Room Rental | 2024-08-21 17:23:21 | 0 | Set | 3325000 | 0000 | IDR | General | 0 | 0 | Material | N | N | N | ""
10520 | 211122-0000 | Peralatan Erection | Erection Equipment | 2017-02-23 16:52:30 | 0 | Set | 4000000 | 0000 | IDR | General | 0 | 0 | Material | N | N | N | ""
10712 | 611109-0000 | Peralatan K-3 | K-3 Equipment | 2017-08-03 18:20:52 | 0 | Ls | 0 | 0000 |  | General | 0 | 0 | Material | N | N | N | ""
12313 | 610001-ANRI | Peralatan testing radio All Band | All Band radio testing equipment | 2024-02-07 10:03:10 | 0 | Pcs | 0 | ANRI |  | ANRITSU | 0 | 0 | Material | N | N | N | ""
11127 | 111489-0000 | Perangkat CME Outdoor Spec Telkomsel | Telkomsel Outdoor CME Device Spec | 2018-05-30 16:26:05 | 0 | Set | 90000000 | 0000 | IDR | General | 0 | 0 | Material | N | N | N | ""
11035 | 810047-0000 | Perawatan Kendaraan | Vehicle Maintenance | 2017-12-19 14:40:53 | 0 | Set | 4338695 | 0000 | IDR | General | 0 | 0 | Material | N | N | N | ""
11459 | 221050-0000 | Perbaikan fire stop | Fire stop repair | 2019-08-19 11:24:45 | 0 | Pcs | 50000 | 0000 | IDR | General | 0 | 0 | Material | N | N | N | ""
12452 | 521016-0000 | Perbaikan dan service alat electrical bor, barcutter, barbending, gerinda, genset dll | Repair and service of electrical tools such as drills, bar cutters, bar benders, grinders, generators, etc. | 2024-09-10 14:01:17 | 0 | Pcs | 1700000 | 0000 | IDR | General | 0 | 0 | Material | N | N | N | ""
9529 | 424083-0000 | Perbaikan Duct PVC/HDPE | PVC/HDPE Duct Repair | 2016-02-05 10:22:14 | 0 | btg | 0 | 0000 | IDR | General | 0 | 12168 | Material | N | N | N | ""
9958 | 820078-0000 | Perbaikan gedung - toilet | Building repairs - toilets | 2015-08-07 16:03:06 | 0 | Ls | 880000 | 0000 | IDR | General | 0 | 0 | Material | N | N | N | ""
9988 | 521013-0000 | Perbaikan Gudang | Warehouse Repair | 2015-09-10 10:16:05 | 0 | Ls | 1118000 | 0000 | IDR | General | 0 | 0 | Material | N | N | N | ""
9896 | 810007-0000 | Perbaikan instalasi air, listrik & penerangan gedung | Repair of water, electricity & building lighting installations | 2016-01-25 16:38:08 | 0 | Ls | 0 | 0000 |  | General | 0 | 13899 | Material | N | Y | N | ""
9062 | 129081-0000 | Perbaikan Jembatan di dalam area site | Bridge repairs within the site area | 2014-03-07 09:52:20 | 0 | Ls | 0 | 0000 | IDR | General | 0 | 11793 | Material | N | N | N | ""
12414 | 820132-0000 | Perbaikan Kabel Receiver Pada Total Station | Repairing Receiver Cables on Total Stations | 2024-07-12 19:55:18 | 0 | Ls | 6300000 | 0000 | IDR | General | 0 | 0 | Material | N | N | N | ""
12413 | 820131-0000 | Perbaikan Kabel Reciver Pada Total Station | Receiver Cable Repair on Total Station | 2024-07-12 19:54:09 | 0 | Ls | 0 | 0000 |  | General | 0 | 0 | Material | N | N | N | ""
9826 | 424095-0000 | Perbaikan Kabel silang PLN | PLN Cross Cable Repair | 2015-02-25 00:58:21 | 0 | Mtr | 1125 | 0000 | IDR | General | 1125 | 12638 | Material | N | N | N | ""
9922 | 129132-0000 | Perbaikan Kerusakan Akibat Pekerjaan | Repair of Work Damage | 2015-06-19 15:12:38 | 0 | Ls | 50000 | 0000 | IDR | General | 0 | 0 | Material | N | N | N | ""
10282 | 620013-0000 | Perbaikan Laptop / Desktop / Networking | Laptop / Desktop / Networking Repair | 2016-08-11 15:41:55 | 0 | Unit | 595000 | 0000 | IDR | General | 0 | 0 | Material | N | N | N | ""
11554 | 810094-0000 | perban 10cm | 10cm bandage | 2019-11-26 15:05:39 | 0 | Rol | 5000 | 0000 | IDR | General | 0 | 0 | Material | N | N | N | ""
11553 | 810093-0000 | perban 5cm | 5cm bandage | 2019-11-26 15:03:55 | 0 | Rol | 5000 | 0000 | IDR | General | 0 | 0 | Material | N | N | N | ""
12349 | 820129-0000 | Performance Test | Performance Test | 2024-05-16 15:18:11 | 0 | Ls | 0 | 0000 |  | General | 0 | 0 | Material | N | N | N | ""
12304 | 110014-PERI | Peri - Base Plate for RSS | Peri - Base Plate for RSS | 2023-09-22 09:30:33 | 0 | Pcs | 16150 | PERI | IDR | PERI | 0 | 0 | Material | N | N | N | ""
12291 | 110001-PERI | Peri - Brace Connector HSRA | Peri - Brace Connector HSRA | 2023-09-21 21:40:04 | 0 | Pcs | 18700 | PERI | IDR | PERI | 0 | 0 | Material | N | N | N | ""
12292 | 110002-PERI | PERI - CLIP HSC, GALV | PERI - CLIP HSC, GALV | 2023-09-21 21:43:55 | 0 | Pcs | 6800 | PERI | IDR | PERI | 0 | 0 | Material | N | N | N | ""
12293 | 110003-PERI | PERI - COMPENSATION WALER HSR 59 | PERI - COMPENSATION WALER HSR 59 | 2023-09-21 21:45:57 | 0 | Pcs | 22100 | PERI | IDR | PERI | 0 | 0 | Material | N | N | N | ""
12303 | 110013-PERI | PERI - COUNTER PLATE DW 15 , GALV | PERI - COUNTER PLATE DW 15 , GALV | 2023-09-21 22:03:47 | 0 | Pcs | 4250 | PERI | IDR | PERI | 0 | 0 | Material | N | N | N | ""
12306 | 110016-PERI | PERI - HANDRAIL POST HSGP-2 | PERI - HANDRAIL POST HSGP-2 | 2023-09-22 09:34:33 | 0 | Pcs | 15300 | PERI | IDR | PERI | 0 | 0 | Material | N | N | N | ""
12294 | 110004-PERI | PERI - INSIDE CORNER 150 | PERI - INSIDE CORNER 150 | 2023-09-21 21:47:32 | 0 | Pcs | 107100 | PERI | IDR | PERI | 0 | 0 | Material | N | N | N | ""
12295 | 110005-PERI | PERI - KICKER AV1 | PERI - KICKER AV1 | 2023-09-21 21:49:19 | 0 | Pcs | 29750 | PERI | IDR | PERI | 0 | 0 | Material | N | N | N | ""
12296 | 110006-PERI | PERI - OUTSIDE CORNER ANGLE HSW 150 | PERI - OUTSIDE CORNER ANGLE HSW 150 | 2023-09-21 21:51:20 | 0 | Pcs | 43350 | PERI | IDR | PERI | 0 | 0 | Material | N | N | N | ""
12298 | 110008-PERI | PERI - PANEL 150 X 90 | PERI - PANEL 150 X 90 | 2023-09-21 21:54:05 | 0 | Pcs | 354450 | PERI | IDR | PERI | 0 | 0 | Material | N | N | N | ""
12297 | 110007-PERI | PERI - PANEL HS 150 X 30 | PERI - PANEL HS 150 X 30 | 2023-09-21 21:52:42 | 0 | Pcs | 195500 | PERI | IDR | PERI | 0 | 0 | Material | N | N | N | ""
12299 | 110009-PERI | PERI - PUSH PULL PROP RSS 1 | PERI - PUSH PULL PROP RSS 1 | 2023-09-21 21:56:39 | 0 | Pcs | 61200 | PERI | IDR | PERI | 0 | 0 | Material | N | N | N | ""
12305 | 110015-PERI | Peri - SCAFFOLD bracket MPK 80 | Peri - SCAFFOLD bracket MPK 80 | 2023-09-22 09:33:03 | 0 | Pcs | 17000 | PERI | IDR | PERI | 0 | 0 | Material | N | N | N | ""
12310 | 110020-PERI | PERI - SCAFFOLD TUBE d 48.3 X 3.2 L 2.0 M | PERI - SCAFFOLD TUBE d 48.3 X 3.2 L 2.0 M | 2023-09-22 09:40:56 | 0 | Pcs | 9350 | PERI | IDR | PERI | 0 | 0 | Material | N | N | N | ""
12309 | 110019-PERI | PERI - SCAFFOLD TUBE d 48.3 X 3.2 L 5.0 M | PERI - SCAFFOLD TUBE d 48.3 X 3.2 L 5.0 M | 2023-09-22 09:39:08 | 0 | Pcs | 22100 | PERI | IDR | PERI | 0 | 0 | Material | N | N | N | ""
12308 | 110018-PERI | PERI - SCAFFOLD TUBE d 48.3 X 3.2 L 6.0 M | PERI - SCAFFOLD TUBE d 48.3 X 3.2 L 6.0 M | 2023-09-22 09:37:57 | 0 | Pcs | 27200 | PERI | IDR | PERI | 0 | 0 | Material | N | N | N | ""
12301 | 110011-PERI | PERI - SCAFFOLD TUBE d48.3 X 3.2 L 4.0 M | PERI - SCAFFOLD TUBE d48.3 X 3.2 L 4.0 M | 2023-09-21 22:00:40 | 0 | Pcs | 17850 | PERI | IDR | PERI | 0 | 0 | Material | N | N | N | ""
12300 | 110010-PERI | PERI - SCAFFOLD TUBE HOLDER HSGH B | PERI - SCAFFOLD TUBE HOLDER HSGH B | 2023-09-21 21:58:15 | 0 | Pcs | 10200 | PERI | IDR | PERI | 0 | 0 | Material | N | N | N | ""
12307 | 110017-PERI | PERI - TIE ROD DW 156 L 100 CM | PERI - TIE ROD DW 156 L 100 CM | 2023-09-22 09:36:12 | 0 | Pcs | 0 | PERI |  | PERI | 0 | 0 | Material | N | N | N | ""
12302 | 110012-PERI | PERI - WINGNUT DW 15, GALV | PERI - WINGNUT DW 15, GALV | 2023-09-21 22:02:08 | 0 | Pcs | 0 | PERI |  | PERI | 0 | 0 | Material | N | N | N | ""
9926 | 521011-0000 | perijinan dan koordinasi | licensing and coordination | 2015-06-19 15:34:36 | 0 | Ls | 20408163.27 | 0000 | IDR | General | 0 | 0 | Material | N | N | N | ""
8078 | 521001-0000 | Perijinan Galian Tanah pada Daerah Milik Jalan | Soil Excavation Permits in Road-Owned Areas |  | 0 | Mtr | 30000 | 0000 | IDR |  | 0 | 0 |  | N | N | N
8079 | 521002-0000 | Perijinan Pemakaian Duct Existing (Vacant Duct) | Permit for Use of Existing Duct (Vacant Duct) |  | 0 | Mtr | 0 | 0000 |  |  | 0 | 0 |  | N | N | N
8283 | 121170-0000 | Perijinan Pengeboran Tanah Crossing Rell Kereta, pada Daerah Milik PJKA | Drilling Permit for Railway Crossing Land, in Areas Owned by PJKA | 2013-08-01 09:48:47 | 0 | Mtr | 0 | 0000 | IDR | General | 0 | 10101 | Material | N | N | N | ""
9478 | 521008-0000 | Perijinan Tanam Tiang | Pole Planting Permit | 2014-09-24 16:46:03 | 0 | btg | 15625 | 0000 | IDR | General | 0 | 11824 | Material | N | N | N | ""
9485 | 820062-0000 | Periodic Maintenance Elevator/ Perawatan Berkala Elevator | Periodic Elevator Maintenance | 2014-10-07 15:10:38 | 0 | Ls | 627273 | 0000 | IDR | General | 550000 | 12020 | Material | N | N | N | ""
9820 | 521010-0000 | Perizinan penempatan ODC | ODC placement permit | 2015-02-14 13:09:30 | 0 | Site | 5000000 | 0000 | IDR | General | 0 | 12502 | Material | N | N | N | ""
10377 | 820093-0000 | Perpanjang STNK Mobil | Extend Car Registration Certificate | 2016-09-27 16:40:42 | 0 | Ls | 0 | 0000 |  | General | 0 | 0 | Material | N | N | N | ""
9862 | 820071-0000 | Personal Income Tax | Personal Income Tax | 2015-03-25 14:14:07 | 0 | Ls | 0 | 0000 |  | General | 0 | 0 | Material | N | N | N | ""
10494 | 610018-DNFG | Personal safety Grounding Wire | Personal safety Grounding Wire | 2016-12-21 21:59:45 | 0 | Pcs | 830000 | DNFG | IDR | Dong Fang | 0 | 0 | Material | N | N | N | ""
12467 | 313668-0000 | Perubahan Spesifikasi Material | Changes to Material Specifications | 2024-10-17 15:14:01 | 0 | Set | 5000000 | 0000 | IDR | General | 0 | 0 | Material | N | N | N | ""
10118 | 820090-0000 | Pest control, fumigasi, pemberantasan hama | Pest control, fumigation, pest eradication | 2016-01-12 16:12:43 | 0 | Ls | 800000 | 0000 | IDR | General | 0 | 1215000 | Material | N | N | N | ""
12024 | 611283-0000 | Peti Peralatan | Tool Chest | 2022-01-09 12:28:19 | 0 | Unit | 0 | 0000 |  | General | 0 | 0 | Material | N | N | N | ""
8504 | 820017-0000 | Petty Cash | Petty Cash | 2013-09-25 15:56:30 | 0 | Ls | 100000 | 0000 | IDR | General | 0 | 11319 | Material | N | N | N | ""
11089 | 313415-0000 | Phase Plate with fixing facilities | Phase Plate with fixing facilities | 2018-04-05 17:51:15 | 0 | Pcs | 300000 | 0000 | IDR | General | 0 | 0 | Material | N | N | N | ""
12073 | 313568-0000 | Photocell | Photocell | 2022-01-27 16:33:10 | 0 | Pcs | 0 | 0000 |  | General | 0 | 0 | Material | N | N | N | ""
9864 | 820073-0000 | Piece Meal | Piece Meal | 2015-03-25 14:16:51 | 0 | Ls | 0 | 0000 |  | General | 0 | 0 | Material | N | N | N | ""
9054 | 424047-0000 | Piece Meal Pekerjaan BC-TR-5 | BC-TR-5 Work Piece Meal | 2014-06-20 11:01:04 | 750 | Mtr | 0 | 0000 | IDR | General | 0 | 11793 | Material | Y | N | N | ""
9348 | 424067-0000 | Piece Meal Pekerjaan BC-TR-Rock | BC-TR-Rock Work Piece Meal | 2014-06-20 11:01:18 | 1250 | Mtr | 0 | 0000 | IDR | General | 0 | 11841 | Material | Y | N | N | ""
9974 | 424115-0000 | Piecemeal Pemasangan/ Penarikan Kabel Serat Optik (FO) 96 Core | Piecemeal Installation/Pulling of 96 Core Fiber Optic Cable (FO) | 2015-08-11 17:07:38 | 3700 | Mtr | 0 | 0000 |  | General | 0 | 0 | Material | Y | N | N | ""
9971 | 424112-0000 | Piecemeal Install OTB 12 core include pigtail | Piecemeal Install OTB 12 core including pigtail | 2015-08-11 17:02:41 | 60000 | Pcs | 0 | 0000 |  | General | 0 | 0 | Material | Y | N | N | ""
9966 | 424107-0000 | Piecemeal Install Steel Poles 7 m For Aerial Cable & Include Accessories. | Piecemeal Install Polished Steel 7 m For Aerial Cable & Include Accessories. | 2015-08-11 16:53:48 | 130 | btg | 0 | 0000 |  | General | 0 | 0 | Material | Y | N | N | ""
9967 | 424108-0000 | Piecemeal Install Steel Poles 9 m For Aerial Cable & Include Accessories. | Piecemeal Install Polished Steel 9 m For Aerial Cable & Include Accessories. | 2015-08-11 16:54:55 | 150 | btg | 0 | 0000 |  | General | 0 | 0 | Material | Y | N | N | ""
9980 | 424120-0000 | piecemeal pasang accesories tiang | piecemeal install pole accessories | 2015-08-12 08:40:49 | 7000 | Set | 0 | 0000 |  | General | 0 | 0 | Material | Y | N | N | ""
9981 | 424121-0000 | piecemeal pasang pondasi ODC | piecemeal installs ODC foundation | 2015-08-12 08:41:56 | 5000000 | Unit | 0 | 0000 |  | General | 0 | 0 | Material | Y | N | N | ""
9970 | 424111-0000 | Piecemeal Pekerjaan Pemasangan Passive Spliter | Piecemeal Passive Spliter Installation Work | 2015-08-11 17:00:28 | 15000 | Pcs | 0 | 0000 |  | General | 0 | 0 | Material | Y | N | N | ""
9978 | 424119-0000 | Piecemeal Pemasangan installasi listrik PLN KWH Interconnection 20A | Piecemeal Installation of PLN KWH Interconnection 20A electrical installation | 2015-08-11 17:13:34 | 8000000 | Ls | 0 | 0000 |  | General | 0 | 0 | Material | Y | N | N | ""
9977 | 424118-0000 | Piecemeal Pemasangan Kerangkeng ODC | ODC Cage Installation Piecemeal | 2015-08-11 17:12:19 | 1000000 | Ls | 0 | 0000 |  | General | 0 | 0 | Material | Y | N | N | ""
9972 | 424113-0000 | Piecemeal Pemasangan Optical Distribution pole ( ODP ) kapasitas | Piecemeal Installation of Optical Distribution Pole (ODP) capacity | 2015-08-11 17:04:20 | 60000 | Pcs | 0 | 0000 |  | General | 0 | 0 | Material | Y | N | N | ""
9969 | 424110-0000 | Piecemeal Pemasangan Riser Pipe 2 inch | Piecemeal 2 inch Riser Pipe Installation | 2015-08-11 16:58:15 | 25000 | Mtr | 0 | 0000 |  | General | 0 | 0 | Material | Y | N | N | ""
9968 | 424109-0000 | Piecemeal Pemasangan Slack hanger incld accessories | Piecemeal Installation of Slack hanger incld accessories | 2015-08-11 16:56:26 | 25000 | Pcs | 0 | 0000 |  | General | 0 | 0 | Material | Y | N | N | ""
9976 | 424117-0000 | Piecemeal Penyambungan Kabel Serat Optik (Optical) | Piecemeal Fiber Optic Cable Splicing (Optical) | 2015-08-11 17:10:57 | 35000 | Core | 0 | 0000 |  | General | 0 | 0 | Material | Y | N | N | ""
9975 | 424116-0000 | Piecmeal Pemasangan Clusure FO 96 Core | FO 96 Core Clusure Installation Piecemeal | 2015-08-11 17:09:20 | 60000 | Pcs | 0 | 0000 |  | General | 0 | 0 | Material | Y | N | N | ""
10037 | 413153-0000 | Pigtail G652D LC/APC | Pigtail G652D LC/APC | 2015-11-05 09:23:28 | 0 | Pcs | 30000 | 0000 | IDR | General | 26500 | 13617 | Material | N | N | N | ""
11232 | 413203-0000 | Pigtail G 657 A SC/APC | Pigtail G 657 A SC/APC | 2018-12-27 11:01:15 | 0 | Pcs | 0 | 0000 |  | General | 0 | 0 | Material | N | N | N | ""
10190 | 413172-0000 | Pigtail G 657A SC/UPC | Pigtail G 657A SC/UPC | 2016-06-16 15:38:24 | 0 | Pcs | 14000 | 0000 | IDR | General | 14000 | 13322 | Material | N | N | N | ""
12756 | 129483-0000 | Pile Dynamic Load Test (PDA Test) | Pile Dynamic Load Test (PDA Test) | 2025-10-23 19:12:23 | 0 | Ttk | 3500000 | 0000 | IDR | General | 0 | 0 | Material | N | N | N | ""
12347 | 129455-0000 | Pile Loading Test | Pile Loading Test | 2024-05-16 11:17:06 | 0 | Ttk | 0 | 0000 |  | General | 0 | 0 | Material | N | N | N | ""
9225 | 313063-0000 | Pilot Lamp (220 Volt) | Pilot Lamp (220 Volts) | 2014-05-12 11:19:30 | 0 | Pcs | 0 | 0000 | IDR | General | 0 | 0 | Material | N | N | N | ""
10607 | 610003-ALFR | Pin TCT 35 Dia. 18 - 35 mm, 8 x 87 mm | TCT Pin 35 Dia. 18 - 35 mm, 8 x 87 mm | 2017-04-27 16:25:04 | 0 | Unit | 150000 | ALFR | IDR | Alfra - Germany | 0 | 0 | Material | N | N | N | ""
11561 | 810100-0000 | pinset | tweezers | 2019-11-26 15:13:59 | 0 | Pcs | 0 | 0000 |  | General | 0 | 0 | Material | N | N | N | ""
12801 | 111715-0000 | Pintu Baja Swing Double 2600 mm x 2150 mm | Double Swing Steel Door 2600 mm x 2150 mm | 2025-11-30 13:32:46 | 0 | Unit | 0 | 0000 |  | General | 0 | 0 | Material | N | N | N | ""
12039 | 111624-0000 | Pintu dan Kusen Baja 2500 x 2000 | Steel Door and Frame 2500 x 2000 | 2022-01-27 14:39:11 | 0 | Set | 11240000 | 0000 | IDR | General | 0 | 0 | Material | N | N | N | ""
10996 | 111471-0000 | Pintu dorong BRC | BRC sliding door | 2017-09-27 16:21:24 | 0 | Set | 22500 | 0000 | IDR | General | 0 | 0 | Material | N | N | N | ""
10750 | 129245-0000 | Pintu Main Gate tinggi 1.90 m , lebar 10.00 m (pintu sliding) | Main Gate height 1.90 m, width 10.00 m (sliding door) | 2017-08-03 19:09:34 | 0 | Pcs | 10350000 | 0000 | IDR | General | 0 | 0 | Material | N | N | N | ""
10024 | 111350-0000 | Pintu pagar BRC | BRC gate | 2015-10-13 16:25:23 | 0 | Unit | 2550000 | 0000 | IDR | General | 2400000 | 13764 | Material | N | N | N | ""
10748 | 129243-0000 | Pintu Pagar BRC tinggi 1.20 m, lebar 1.10 m (pintu tunggal) | BRC Gate Door 1.20 m high, 1.10 m wide (single door) | 2017-08-03 19:07:26 | 0 | Mtr | 250000 | 0000 | IDR | General | 0 | 0 | Material | N | N | N | ""
10610 | 111410-0000 | Pintu Pagar BRC uk. 1.9 x 6 meter | BRC Gate Size 1.9 x 6 meters | 2017-05-02 12:17:14 | 0 | Ls | 2240000 | 0000 | IDR | General | 0 | 0 | Material | N | N | N | ""
10751 | 129246-0000 | Pintu Pagar tinggi 1.90 m , lebar 1.20 m (pintu personal) | Gate 1.90 m high, 1.20 m wide (personal door) | 2017-08-03 19:10:22 | 0 | Pcs | 0 | 0000 |  | General | 0 | 0 | Material | N | N | N | ""
12787 | 111709-0000 | Pintu Plat Baja Ukr. 3200 mm x 2000 mm (Sliding Door) | Steel Plate Door Size 3200 mm x 2000 mm (Sliding Door) | 2025-11-22 23:03:48 | 0 | Unit | 0 | 0000 |  | General | 0 | 0 | Material | N | N | N | ""
11430 | 111512-0000 | Pintu type P1 | P1 type door | 2019-07-22 10:14:53 | 0 | Set | 200000 | 0000 | IDR | General | 0 | 0 | Material | N | N | N | ""
11431 | 111513-0000 | Pintu type P2 | P2 type door | 2019-07-22 10:15:32 | 0 | Set | 850000 | 0000 | IDR | General | 0 | 0 | Material | N | N | N | ""
11432 | 111514-0000 | Pintu type P3 | P3 type door | 2019-07-22 10:16:07 | 0 | Set | 3000000 | 0000 | IDR | General | 0 | 0 | Material | N | N | N | ""
11433 | 111515-0000 | Pintu type P4 | P4 type door | 2019-07-22 10:16:44 | 0 | Set | 1600000 | 0000 | IDR | General | 0 | 0 | Material | N | N | N | ""
11434 | 111516-0000 | Pintu type P5 | P5 type door | 2019-07-22 10:17:22 | 0 | Set | 1850000 | 0000 | IDR | General | 0 | 0 | Material | N | N | N | ""
11435 | 111517-0000 | Pintu type P6 | P6 type door | 2019-07-22 10:18:01 | 0 | Set | 202900 | 0000 | IDR | General | 0 | 0 | Material | N | N | N | ""
8129 | 111009-0000 | Pipa Baja Galvanize 1 inchi | 1 inch Galvanized Steel Pipe |  | 0 | Mtr | 180000 | 0000 | IDR |  | 0 | 0 |  | N | N | N
8461 | 111206-0000 | Pipa Besi dia 1 1/4 Inch | Iron Pipe 1 1/4 Inch Diameter | 2013-09-16 14:32:00 | 0 | Pcs | 125000 | 0000 | IDR | General | 280000 | 11455 | Material | N | N | N | ""
12243 | 111656-0000 | Pipa Besi dia 2 Inch (6 Meter) | Iron Pipe 2 Inch (6 Meters) | 2023-04-06 17:08:17 | 0 | btg | 0 | 0000 |  | General | 0 | 0 | Material | N | N | N | ""
8416 | 111204-0000 | Pipa besi dia 3 Inchi (Panjang 6m) | Iron pipe 3 inches (6m long) | 2017-08-03 15:09:35 | 0 | btg | 35000 | 0000 | IDR | General | 1000000 | 13327 | Material | N | N | N | ""
9505 | 413099-0000 | Pipa besi diameter dalam 100 mm dan ketebalan pipa 3,65 mm untuk 1 pipa | Iron pipe with inner diameter 100 mm and pipe thickness 3.65 mm for 1 pipe | 2016-02-10 11:03:31 | 0 | Mtr | 136666.67 | 0000 | IDR | General | 63000 | 12210 | Material | N | N | N | ""
8325 | 111018-0000 | Pipa Besi Galvanize 4 Inchi t 2.8 | 4 Inch Galvanized Iron Pipe t 2.8 | 2014-01-07 14:50:27 | 0 | Btg | 90000 | 0000 | IDR | General | 680000 | 10101 | Material | N | N | N | ""
9600 | 111306-0000 | Pipa Besi Galvanize, dia 19mm panjang 3m | Galvanized Iron Pipe, diameter 19mm, length 3m | 2017-06-08 10:42:55 | 0 | Pcs | 0 | 0000 | IDR | General | 300000 | 13312 | Material | N | N | N | ""
10708 | 129227-0000 | Pipa Drainase | Drainage Pipe | 2017-08-03 18:13:29 | 0 | Mtr | 0 | 0000 |  | General | 0 | 0 | Material | N | N | N | ""
9506 | 413100-0000 | Pipa duct dengan pasir diameter dalam 100 mm dan ketebalan pipa 5,5 mm untuk 1 pipa | Duct pipe with sand inner diameter 100 mm and pipe thickness 5.5 mm for 1 pipe | 2016-02-10 11:02:50 | 0 | Mtr | 0 | 0000 | IDR | General | 0 | 12210 | Material | N | N | N | ""
9547 | 211068-0000 | Pipa Duct dengan system gantung 1 tiang besi, bentang s/d 100 meter | Duct pipe with a hanging system using 1 iron pole, span up to 100 meters | 2016-02-10 14:58:29 | 0 | Mtr | 0 | 0000 | IDR | General | 0 | 12148 | Material | N | N | N | ""
9401 | 413083-0000 | Pipa Duct dengan system gantung 1 tiang besi, bentang s/d 40 meter | Duct pipe with a hanging system using 1 iron pole, span up to 40 meters | 2016-02-10 15:01:42 | 0 | Mtr | 125000 | 0000 | IDR | General | 110000 | 11711 | Material | N | N | N | ""
8130 | 411001-0000 | Pipa Duct HDPE Diameter 1 inchi | HDPE Duct Pipe 1 inch Diameter |  | 0 | Mtr | 4000 | 0000 | IDR |  | 0 | 0 |  | N | N | N
8326 | 413044-0000 | Pipa Duct HDPE Diameter 33/40 | HDPE Duct Pipe Diameter 33/40 | 2013-08-01 13:35:50 | 0 | Mtr | 8541 | 0000 | IDR | General | 8500 | 10101 | Material | N | N | N | ""
8131 | 411002-0000 | Pipa Duct HDPE Diameter 4 inchi | HDPE Duct Pipe Diameter 4 inches |  | 0 | Mtr | 0 | 0000 |  |  | 0 | 0 |  | N | N | N
9507 | 413101-0000 | Pipa duct metode boring manual/mesin, menggunakan pipa galvanis dengan diameter dalam 100mm dan ketebalan 3,65mm, 1 pipa | Duct pipe using manual/machine boring method, using galvanized pipe with an inner diameter of 100mm and a thickness of 3.65mm, 1 pipe | 2016-02-10 15:57:54 | 0 | Mtr | 58664.97 | 0000 | IDR | General | 0 | 12210 | Material | N | N | N | ""
8289 | 111024-0000 | Pipa Duct PVC Diameter 4 Inchi | PVC Duct Pipe Diameter 4 Inches | 2013-08-01 10:04:04 | 0 | Mtr | 0 | 0000 | IDR | General | 0 | 10101 | Material | N | N | N | ""
9543 | 413117-0000 | Pipa Galvanis 2 inch 3mtr | 2 inch 3m Galvanized Pipe | 2014-11-17 11:59:03 | 0 | btg | 90000 | 0000 | IDR | General | 150000 | 12148 | Material | N | N | N | ""
11795 | 211329-0000 | Pipa Galvanis 2.5 inch | 2.5 inch Galvanized Pipe | 2021-06-10 20:29:33 | 0 | btg | 1054545 | 0000 | IDR | General | 0 | 0 | Material | N | N | N | ""
7684 | 210015-0000 | Pipa Galvanis 3 inch 2mtr | 3 inch 2m Galvanized Pipe |  | 0 | Mtr | 30000 | Gener | IDR | "" | 0 | 0 | Material | N | N | N
7682 | 210013-0000 | Pipa Galvanis 3 inch 6mtr | 3 inch galvanized pipe 6 meters |  | 0 | Mtr | 1171296 | Gener | IDR | "" | 368000 | 0 | Material | N | N | N
7683 | 210014-0000 | Pipa Galvanis 4 inch 6mtr | 4 inch galvanized pipe 6 meters | 2013-12-11 08:53:04 | 0 | Btg | 1956363 | Gener | IDR | "" | 600000 | 0 | Material | N | N | N
11796 | 211330-0000 | Pipa Galvanis 5 inch | 5 inch Galvanized Pipe | 2021-06-10 20:30:54 | 0 | btg | 2750000 | 0000 | IDR | General | 0 | 0 | Material | N | N | N | ""
9945 | 413148-0000 | Pipa Galvanized 2 Inch | 2 Inch Galvanized Pipe | 2015-07-07 15:10:14 | 0 | btg | 252420 | 0000 | IDR | General | 0 | 0 | Material | N | N | N | ""
7679 | 210010-0000 | Pipa HDPE 4 inch (Black) | 4 inch HDPE Pipe (Black) | 2015-11-19 13:57:12 | 0 | Mtr | 0 | Gener | "" | "" | 215000 | 13648 | Material | N | N | N
8159 | 411016-0000 | Pipa HDPE 40/33 | HDPE Pipe 40/33 | 2013-07-10 11:55:37 | 0 | Mtr | 17082 | 0000 | IDR | General | 9200 | 9982 | Material | N | N | N | ""
9470 | 413093-0000 | Pipa HDPE 50/42 | HDPE Pipe 50/42 | 2014-09-11 15:59:35 | 0 | Mtr | 15200 | 0000 | IDR | General | 0 | 11696 | Material | N | N | N | ""
9407 | 413084-0000 | Pipa HDPE Telkomsel 40/32 warna putih strip merah. | Telkomsel 40/32 HDPE pipe, white with red stripes. | 2014-08-21 09:34:32 | 0 | Mtr | 10800 | 0000 | IDR | General | 10800 | 11742 | Material | N | N | N | ""
11800 | 111603-0000 | Pipa PVC 1 inch | 1 inch PVC pipe | 2021-06-10 21:46:48 | 0 | btg | 24000 | 0000 | IDR | General | 0 | 0 | Material | N | N | N | ""
7681 | 210012-0000 | Pipa PVC 1.5 inch | 1.5 inch PVC pipe | 2018-01-25 10:38:16 | 0 | Mtr | 10000 | Gener | IDR | "" | 30000 | 13339 | Material | N | N | N
11979 | 111617-0000 | Pipa PVC 10 inch | 10 inch PVC pipe | 2021-11-30 10:55:09 | 0 | btg | 1200000 | 0000 | IDR | General | 0 | 0 | Material | N | N | N | ""
10652 | 111416-0000 | pipa pvc 20mm | 20mm PVC pipe | 2017-06-16 15:04:20 | 0 | btg | 70000 | 0000 | IDR | General | 0 | 0 | Material | N | N | N | ""
12344 | 211464-0000 | Pipa PVC 3 inch | 3 inch PVC pipe | 2024-05-16 09:38:39 | 0 | Mtr | 0 | 0000 |  | General | 0 | 0 | Material | N | N | N | ""
11576 | 211272-0000 | Pipa PVC 3 invh | 3 invh PVC pipe | 2020-02-11 14:10:15 | 0 | Pcs | 101000 | 0000 | IDR | General | 0 | 0 | Material | N | N | N | ""
11766 | 111593-0000 | Pipa PVC 3/4 inch | 3/4 inch PVC pipe | 2021-02-04 10:57:45 | 0 | btg | 33000 | 0000 | IDR | General | 0 | 0 | Material | N | N | N | ""
7680 | 210011-0000 | Pipa PVC 4 inch | 4 inch PVC pipe |  | 0 | Mtr | 37900 | Gener | IDR | "" | 35000 | 0 | Material | N | N | N
8286 | 111021-0000 | Pipa PVC 4 Inchi | 4 Inch PVC Pipe | 2015-11-19 10:49:01 | 0 | Mtr | 22387.5 | 0000 | IDR | General | 215000 | 13648 | Material | N | N | N | ""
12343 | 211463-0000 | Pipa PVC 6 Inch | 6 Inch PVC Pipe | 2024-05-16 09:37:17 | 0 | Mtr | 99500 | 0000 | IDR | General | 0 | 0 | Material | N | N | N | ""
12477 | 211476-0000 | Pipa PVC AW 2.5 Inch | AW 2.5 Inch PVC Pipe | 2024-11-05 17:28:18 | 0 | btg | 95000 | 0000 | IDR | General | 0 | 0 | Material | N | N | N | ""
12479 | 211478-0000 | Pipa PVC AW 2.5 Inch | AW 2.5 Inch PVC Pipe | 2024-11-05 17:33:37 | 0 | Mtr | 30381.76 | 0000 | IDR | General | 0 | 0 | Material | N | N | N | ""
12478 | 211477-0000 | Pipa PVC AW 4 Inch | AW 4 Inch PVC Pipe | 2024-11-05 17:30:17 | 0 | Mtr | 70890.77 | 0000 | IDR | General | 0 | 0 | Material | N | N | N | ""
12480 | 211479-0000 | Pipa PVC AW 5 Inch | AW 5 Inch PVC Pipe | 2024-11-05 17:34:39 | 0 | Mtr | 112280.41 | 0000 | IDR | General | 0 | 0 | Material | N | N | N | ""
9339 | 211047-0000 | Pipa PVC tipe AW diameter 2 inch | AW type PVC pipe 2 inch diameter | 2016-02-10 14:54:34 | 0 | Mtr | 20847.97 | 0000 | IDR | General | 13600 | 11841 | Material | N | N | N | ""
9512 | 413106-0000 | Pipa riser untuk pelindung kabel pada titik naik kabel sekunder diameter 2 Inch panjang 3 meter. | Riser pipe for cable protection at the secondary cable rise point, 2 inch diameter, 3 meters long. | 2016-02-10 15:28:10 | 0 | Pcs | 0 | 0000 | IDR | General | 0 | 12210 | Material | N | N | N | ""
12502 | 211480-0000 | Pipa Sambungan PVC 6 Inch Bentuk T | 6 Inch T-Shaped PVC Connection Pipe | 2024-11-07 15:38:22 | 0 | Unit | 210509.01 | 0000 | IDR | General | 0 | 0 | Material | N | N | N | ""
12503 | 211481-0000 | Pipa Sambungan PVC 6 Inch Bentuk Y | 6 Inch Y-Shaped PVC Connection Pipe | 2024-11-07 15:40:07 | 0 | Unit | 148864.86 | 0000 | IDR | General | 0 | 0 | Material | N | N | N | ""
11716 | 611180-0000 | Pipa Tremie | Tremie Pipe | 2020-12-24 15:50:12 | 0 | Pcs | 0 | 0000 |  | General | 0 | 0 | Material | N | N | N | ""
11860 | 611206-0000 | Pipa Tremy 6 inch | 6 inch Tremy Pipe | 2021-09-19 15:30:49 | 0 | Mtr | 45000 | 0000 | IDR | General | 0 | 0 | Material | N | N | N | ""
11216 | 810067-0000 | Pita Police Line | Police Line Tape | 2018-12-11 14:02:17 | 0 | Rol | 29300 | 0000 | IDR | General | 0 | 0 | Material | N | N | N | ""
12179 | 313592-0000 | Pivot Suspension Clamp 18-30 mm 120 kN | Pivot Suspension Clamp 18-30 mm 120 kN | 2022-11-06 18:18:50 | 0 | Pcs | 30 | 0000 | USD | General | 0 | 0 | Material | N | N | N | ""
11142 | 111490-0000 | Plafon Akustik Amstrong | Armstrong Acoustic Ceiling | 2018-08-10 15:49:57 | 0 | M2 | 611000 | 0000 | IDR | General | 0 | 0 | Material | N | N | N | ""
11499 | 111540-0000 | Plafond Gypsum | Gypsum Ceiling | 2019-09-05 10:01:19 | 0 | M2 | 42500 | 0000 | IDR | General | 0 | 0 | Material | N | N | N | ""
12133 | 211430-0000 | Plastic Rope 6 mm | Plastic Rope 6 mm | 2022-08-06 11:43:47 | 0 | Mtr | 1182.88 | 0000 | IDR | General | 0 | 0 | Material | N | N | N | ""
12223 | 111648-0000 | Plastik Cor | Cast Plastic | 2023-03-25 16:12:13 | 0 | Mtr | 6000 | 0000 | IDR | General | 0 | 0 | Material | N | N | N | ""
11794 | 211328-0000 | Plat Besi 8 mm | 8 mm Iron Plate | 2021-06-10 20:23:57 | 0 | Lbr | 2469803 | 0000 | IDR | General | 0 | 0 | Material | N | N | N | ""
12693 | 111693-0000 | Plat Besi tebal 5 mm | 5 mm thick iron plate | 2025-07-29 11:55:13 | 0 | M2 | 0 | 0000 |  | General | 0 | 0 | Material | N | N | N | ""
11791 | 211325-0000 | Plat Besi tebal 6 mm | 6 mm thick iron plate | 2021-06-10 20:18:24 | 0 | Lbr | 2701000 | 0000 | IDR | General | 0 | 0 | Material | N | N | N | ""
10026 | 111351-0000 | Plat Bondek 2 mm | 2 mm Bondek Plate | 2016-02-10 11:40:44 | 0 | Mtr | 0 | 0000 |  | General | 0 | 13658 | Material | N | N | N | ""
7805 | 124020-0000 | Plat Bordes 5 mm | 5 mm Checkered Plate |  | 0 | Pcs | 1070000 | M2 | IDR | "" | 0 | 0 | Material | N | N | N
12393 | 211470-0000 | Plat Bordes Tebal 3.2mm | 3.2mm Thick Checkered Plate | 2024-05-23 10:58:11 | 0 | M2 | 0 | 0000 |  | General | 0 | 0 | Material | N | N | N | ""
12392 | 211469-0000 | Plat Bordes Tebal 6 mm | 6 mm Thick Checkered Plate | 2024-05-23 10:55:04 | 0 | M2 | 3154774.77 | 0000 | IDR | General | 0 | 0 | Material | N | N | N | ""
12289 | 211457-0000 | Plat Filler | Filler Plate | 2023-08-10 16:50:15 | 0 | Pcs | 0 | 0000 |  | General | 0 | 0 | Material | N | N | N | ""
12694 | 111694-0000 | Plat Strip Lebar 4cm Tebal 5cm | Strip Plate 4cm Wide, 5cm Thick | 2025-07-29 11:57:25 | 0 | Ml | 0 | 0000 |  | General | 0 | 0 | Material | N | N | N | ""
12421 | 211473-0000 | Plat Strip Lebar 5 Cm Tebal 5 Cm Panjang 6 Meter | Strip Plate 5 cm wide, 5 cm thick, 6 meters long | 2024-07-28 15:51:11 | 0 | btg | 216800 | 0000 | IDR | General | 0 | 0 | Material | N | N | N | ""
10616 | 211123-0000 | Plate 8 mm uk 1220 mm x 2440 mm | Plate 8 mm UK 1220 mm x 2440 mm | 2017-05-15 12:12:38 | 0 | Lbr | 1832600 | 0000 | IDR | General | 0 | 0 | Material | N | N | N | ""
11718 | 111582-0000 | Plate 8 mm ukuran 1200 mm x 2400 mm | 8 mm plate measuring 1200 mm x 2400 mm | 2020-12-30 11:51:50 | 0 | Pcs | 2584545.45 | 0000 | IDR | General | 0 | 0 | Material | N | N | N | ""
11774 | 111599-0000 | Plate Washer Angkur / Anchor 2 1/4 inch | Plate Washer Anchor 2 1/4 inch | 2021-03-02 21:19:17 | 0 | Pcs | 45000 | 0000 | IDR | General | 0 | 0 | Material | N | N | N | ""
12472 | 720072-0000 | Platform Fee | Platform Fee | 2024-10-17 22:38:02 | 0 | Pcs | 5000 | 0000 | IDR | General | 0 | 0 | Material | N | N | N | ""
11555 | 810095-0000 | plester 1,25cm | 1.25cm plaster | 2019-11-26 15:06:51 | 0 | Rol | 10000 | 0000 | IDR | General | 0 | 0 | Material | N | N | N | ""
11556 | 810096-0000 | plester cepat | quick plaster | 2019-11-26 15:07:45 | 0 | Pcs | 1000 | 0000 | IDR | General | 0 | 0 | Material | N | N | N | ""
10893 | 129298-0000 | Plesteran 1by2 (untuk trap proteksi) | 1by2 plastering (for protection trap) | 2017-08-04 16:47:05 | 0 | M2 | 0 | 0000 |  | General | 0 | 0 | Material | N | N | N | ""
12238 | 611313-0000 | Plug & Socket 3 Pin 16 A Male&Female | Plug & Socket 3 Pin 16 A Male & Female | 2023-04-05 16:40:45 | 0 | Pcs | 95000 | 0000 | IDR | General | 0 | 0 | Material | N | N | N | ""
12221 | 111646-0000 | Plywood 15 mm | 15 mm plywood | 2023-03-25 15:18:29 | 0 | Pcs | 270000 | 0000 | IDR | General | 0 | 0 | Material | N | N | N | ""
12260 | 111660-0000 | Plywood Phenolic 12 mm Single Faces 12 mm X 2440 X 1220 | Plywood Phenolic 12 mm Single Faces 12 mm X 2440 X 1220 | 2023-05-23 11:00:57 | 0 | Lbr | 210000 | 0000 | IDR | General | 0 | 0 | Material | N | N | N | ""
10429 | 810029-0000 | Pocket PP Bambi | Pocket PP Bambi | 2016-11-24 09:27:33 | 0 | Pcs | 33000 | 0000 | IDR | General | 0 | 0 | Material | N | N | N | ""
12582 | 313729-0000 | PoE Injector 60 Watt | 60 Watt PoE Injector | 2025-02-07 17:31:31 | 0 | Pcs | 1238428.75 | 0000 | IDR | General | 0 | 0 | Material | N | N | N | ""
11447 | 111527-0000 | pohon pinang diameter 10-15 cm | areca nut tree diameter 10-15 cm | 2019-07-31 10:59:59 | 0 | btg | 75000 | 0000 | IDR | General | 0 | 0 | Material | N | N | N | ""
11030 | 413200-0000 | pole 12m | 12m pole | 2017-11-24 13:46:39 | 0 | Set | 20971000 | 0000 | IDR | General | 0 | 0 | Material | N | N | N | ""
9096 | 211038-0000 | Pole 2 meter | 2 meter pole | 2014-03-14 16:18:09 | 0 | Pcs | 400000 | 0000 | IDR | General | 400000 | 11633 | Material | N | N | N | ""
11539 | 129390-0000 | pole 3m | 3m pole | 2019-11-01 21:34:04 | 0 | Ls | 1150000 | 0000 | IDR | General | 0 | 0 | Material | Y | N | N | ""
9214 | 211045-0000 | Pole 6 mtr | 6 meter pole | 2014-05-07 15:34:13 | 0 | ea | 3800000 | 0000 | IDR | General | 0 | 11579 | Material | N | N | N | ""
10388 | 610001-DNFG | Pompa Air dan Pasir | Water and Sand Pump | 2016-11-12 14:52:41 | 0 | Unit | 12500000 | DNFG | IDR | Dong Fang | 0 | 0 | Material | N | N | N | ""
9063 | 111271-0000 | Pompa Air Kerja (termasuk instalasi) | Working Water Pump (including installation) | 2016-02-10 15:24:48 | 0 | Unit | 1800000 | 0000 | IDR | General | 0 | 11793 | Material | N | N | N | ""
9099 | 111277-0000 | Pondasi Batching Plant | Batching Plant Foundation | 2014-03-14 16:20:06 | 0 | Ls | 0 | 0000 | IDR | General | 0 | 11633 | Material | N | N | N | ""
11012 | 129332-0000 | Pondasi Capacitor Voltage Transformer | Capacitor Voltage Transformer Foundation | 2017-10-20 10:47:26 | 0 | M3 | 1110000 | 0000 | IDR | General | 0 | 0 | Material | N | N | N | ""
11014 | 129334-0000 | Pondasi Circuit Breaker | Circuit Breaker Foundation | 2017-10-20 10:49:43 | 0 | M3 | 1110000 | 0000 | IDR | General | 0 | 0 | Material | N | N | N | ""
11011 | 129331-0000 | Pondasi Current Transformer | Current Transformer Foundation | 2017-10-20 10:46:25 | 0 | M3 | 1110000 | 0000 | IDR | General | 0 | 0 | Material | N | N | N | ""
11013 | 129333-0000 | Pondasi Disconnecting Switch & DSE | Disconnecting Switch & DSE Foundation | 2017-10-20 10:48:58 | 0 | M3 | 1110000 | 0000 | IDR | General | 0 | 0 | Material | N | N | N | ""
10755 | 129250-0000 | Pondasi Fire Protection | Fire Protection Foundation | 2017-08-03 19:13:56 | 0 | Pcs | 5450904 | 0000 | IDR | General | 0 | 0 | Material | N | N | N | ""
11009 | 129329-0000 | Pondasi Line Trap | Line Trap Foundation | 2017-10-20 10:44:14 | 0 | M3 | 1110000 | 0000 | IDR | General | 0 | 0 | Material | N | N | N | ""
11076 | 111481-0000 | pondasi Marshaling Kiosk | Marshaling Kiosk foundation | 2018-03-22 11:50:58 | 0 | Unit | 0 | 0000 |  | General | 0 | 0 | Material | N | N | N | ""
10761 | 129252-0000 | Pondasi Pondasi Trafo | Transformer Foundation | 2017-08-03 19:21:37 | 0 | Ls | 1200000 | 0000 | IDR | General | 0 | 0 | Material | N | N | N | ""
10754 | 129249-0000 | Pondasi Post Insulator | Post Insulator Foundation | 2017-08-03 19:12:56 | 0 | Pcs | 1999640 | 0000 | IDR | General | 0 | 0 | Material | N | N | N | ""
10760 | 129251-0000 | Pondasi Shielding Mast | Shielding Mast Foundation | 2017-08-03 19:20:50 | 0 | Ls | 23500 | 0000 | IDR | General | 0 | 0 | Material | N | N | N | ""
11010 | 129330-0000 | Pondasi Surge Arrester | Surge Arrester Foundation | 2017-10-20 10:45:23 | 0 | M3 | 1110000 | 0000 | IDR | General | 0 | 0 | Material | N | N | N | ""
9933 | 111347-0000 | Pondasi tower latice type DDR6 9 klas 6 mutu beton K225 berikut galian, bekisting dll | Latice tower foundation type DDR6 9 class 6 concrete quality K225 including excavation, formwork etc. | 2015-06-19 16:39:24 | 0 | Set | 20000 | 0000 | IDR | General | 0 | 0 | Material | N | N | N | ""
10963 | 129324-0000 | Pondasi Tower Latis | Latis Tower Foundation | 2017-09-14 10:28:04 | 0 | M3 | 500000 | 0000 | IDR | General | 0 | 3000000 | Material | N | N | N | ""
11844 | 211345-0000 | Portable Boat Fiber Cap. 4 org | Portable Boat Fiber Cap. 4 people | 2021-09-15 10:44:30 | 0 | Unit | 9500000 | 0000 | IDR | General | 0 | 0 | Material | N | N | N | ""
9686 | 111320-0000 | Post For Gantries 1 (Deep Foundation) | Post For Gantries 1 (Deep Foundation) | 2015-02-02 18:28:16 | 0 | Unit | 97129780.46 | 0000 | IDR | General | 0 | 12502 | Material | N | N | N | ""
9838 | 111342-0000 | Post For Gantries 1 (Deep Foundation) 70 kV | Post For Gantries 1 (Deep Foundation) 70 kV | 2015-03-09 09:18:56 | 0 | Unit | 0 | 0000 |  | General | 0 | 0 | Material | N | N | N | ""
9687 | 111321-0000 | Post For Gantries 2 (Shallow Foundation) | Post For Gantries 2 (Shallow Foundation) | 2015-02-02 18:29:06 | 0 | Unit | 25247023 | 0000 | IDR | General | 0 | 12502 | Material | N | N | N | ""
9839 | 111343-0000 | Post For Gantries 2 (Shallow Foundation) 70 kV | Post For Gantries 2 (Shallow Foundation) 70 kV | 2015-03-09 09:20:33 | 0 | Unit | 0 | 0000 |  | General | 0 | 0 | Material | N | N | N | ""
9410 | 313082-0000 | Post Insulator | Post Insulator | 2014-08-28 11:42:16 | 0 | Pcs | 218 | 0000 | USD | General | 577.5 | 11684 | Material | N | N | N | ""
11654 | 313522-0000 | Post Insulator 20 kV | 20 kV Post Insulator | 2020-08-26 09:30:20 | 0 | Pcs | 1200000 | 0000 | IDR | General | 0 | 0 | Material | N | N | N | ""
10521 | 313259-0000 | Post Insulator C4-750/5720 mm | Post Insulator C4-750/5720 mm | 2017-08-30 09:17:55 | 0 | Pcs | 8100000 | 0000 | IDR | General | 0 | 13346 | Material | N | N | N | ""
11876 | 211354-0000 | Post Insulator Mounting Bracket | Post Insulator Mounting Bracket | 2021-09-23 19:28:10 | 0 | Pcs | 681800 | 0000 | IDR | General | 0 | 0 | Material | N | N | N | ""
12680 | 313756-0000 | Post Insulator Porcelain 1700 mm 31mm/kV | Post Porcelain Insulator 1700 mm 31mm/kV | 2025-07-09 11:18:08 | 0 | Pcs | 15000000 | 0000 | IDR | General | 0 | 0 | Material | N | N | N | ""
9832 | 211079-0000 | Post steel Structure Type 12 m | Post steel Structure Type 12 m | 2015-04-08 17:50:03 | 0 | Unit | 24741750 | 0000 | IDR | General | 24741750 | 13021 | Material | N | N | N | ""
9621 | 211074-0000 | Post steel Structure Type 13 m | Post steel Structure Type 13 m | 2015-02-02 15:17:24 | 0 | Unit | 32591000 | 0000 | IDR | General | 43812285 | 12502 | Material | N | N | N | ""
9716 | 221019-0000 | Post steel Structure Type 13 m | Post steel Structure Type 13 m | 2015-02-03 09:31:58 | 0 | Unit | 1400 | 0000 | IDR | General | 0 | 12502 | Material | N | N | N | ""
9620 | 211073-0000 | Post steel Structure Type 18 m | Post steel Structure Type 18 m | 2015-02-02 15:15:27 | 0 | Unit | 38128000 | 0000 | IDR | General | 48627975 | 12502 | Material | N | N | N | ""
9715 | 221018-0000 | Post steel Structure Type 18 m | Post steel Structure Type 18 m | 2015-02-03 09:30:52 | 0 | Unit | 1400 | 0000 | IDR | General | 0 | 12502 | Material | N | N | N | ""
9833 | 211080-0000 | Post steel Structure Type 6.5 m | Post steel Structure Type 6.5 m | 2015-04-08 17:50:50 | 0 | Unit | 16400010 | 0000 | IDR | General | 16400010 | 13021 | Material | N | N | N | ""
9834 | 211081-0000 | Post steel Structure Type 8 m | Post steel structure type 8 m | 2015-04-08 17:51:21 | 0 | Unit | 8905875 | 0000 | IDR | General | 8905875 | 13021 | Material | N | N | N | ""
9622 | 211075-0000 | Post steel Structure Type 9 m | Post steel structure type 9 m | 2015-02-02 15:18:48 | 0 | Unit | 24176200 | 0000 | IDR | General | 25155075 | 12502 | Material | N | N | N | ""
9717 | 221020-0000 | Post steel Structure Type 9 m | Post steel structure type 9 m | 2015-02-03 09:33:04 | 0 | Unit | 1400 | 0000 | IDR | General | 0 | 12502 | Material | N | N | N | ""
9624 | 211077-0000 | Post steel STW | Post steel STW | 2015-02-02 15:21:32 | 0 | Unit | 0 | 0000 | IDR | General | 0 | 12502 | Material | N | N | N | ""
9719 | 221022-0000 | Post steel STW | Post steel STW | 2015-02-03 09:35:13 | 0 | Unit | 0 | 0000 | IDR | General | 0 | 12502 | Material | N | N | N | ""
11566 | 810104-0000 | povidon lodin 60 ml | povidone iodine 60 ml | 2019-11-26 15:19:59 | 0 | Pcs | 7000 | 0000 | IDR | General | 0 | 0 | Material | N | N | N | ""
12159 | 129435-0000 | Powder Coating | Powder Coating | 2022-09-21 15:18:53 | 0 | Ml | 18000 | 0000 | IDR | General | 0 | 0 | Material | N | N | N | ""
11602 | 313502-0000 | Power Bank 100 mAh | 100 mAh Power Bank | 2020-04-07 17:55:56 | 0 | Pcs | 27000 | 0000 | IDR | General | 0 | 0 | Material | N | N | N | ""
11603 | 313503-0000 | Power Bank 1000 mah | 1000 mAh Power Bank | 2020-04-07 18:15:02 | 0 | Pcs | 317000 | 0000 | IDR | General | 0 | 0 | Material | N | N | N | ""
10136 | 313223-0000 | Power Cable 1.5mm | Power Cable 1.5mm | 2016-08-11 09:47:02 | 0 | Mtr | 8200 | 0000 | IDR | General | 8200 | 13121 | Material | N | N | N | ""
10614 | 313281-0000 | Power Cable,600V/1000V,ROV-K,10mm | Power Cable, 600V/1000V, ROV-K, 10mm | 2017-05-10 13:43:32 | 0 | Mtr | 0 | 0000 |  | General | 0 | 0 | Material | N | N | N | ""
10615 | 313282-0000 | Power Cable,600V/1000V,ROV-K,16mm | Power Cable, 600V/1000V, ROV-K, 16mm | 2017-05-10 13:47:48 | 0 | Mtr | 0 | 0000 |  | General | 0 | 0 | Material | N | N | N | ""
7407 | 410061-ANDR | Power Coupler/Tapper 10dB | Power Coupler/Tapper 10dB |  | 0 | Pcs | 0 | Andre |  |  | 0 | 0 |  | N | N | N
7408 | 410061-KTRN | Power Coupler/Tapper 10dB | Power Coupler/Tapper 10dB |  | 0 | Pcs | 0 | Kathr |  |  | 0 | 0 |  | N | N | N
7409 | 410061-LEON | Power Coupler/Tapper 10dB | Power Coupler/Tapper 10dB | 2015-06-25 09:35:26 | 0 | Pcs | 0 | Leoni |  |  | 0 | 13327 |  | N | N | N
7410 | 410061-ENRS | Power Coupler/Tapper 10dB | Power Coupler/Tapper 10dB |  | 0 | Pcs | 0 | Eners |  |  | 0 | 0 |  | N | N | N
7411 | 410062-ALDC | Power Coupler/Tapper 13dB | Power Coupler/Tapper 13dB |  | 0 | Pcs | 0 | Alan |  |  | 0 | 0 |  | N | N | N
7412 | 410063-ANDR | Power Coupler/Tapper 15dB | Power Coupler/Tapper 15dB |  | 0 | Pcs | 0 | Andre |  |  | 0 | 0 |  | N | N | N
7413 | 410064-ARGS | Power Coupler/Tapper 20dB | Power Coupler/Tapper 20dB |  | 0 | Pcs | 0 | Argus |  |  | 0 | 0 |  | N | N | N
7400 | 410058-ARGS | Power Coupler/Tapper 6dB | Power Coupler/Tapper 6dB |  | 0 | Pcs | 0 | Argus |  |  | 0 | 0 |  | N | N | N
7401 | 410058-ALDC | Power Coupler/Tapper 6dB | Power Coupler/Tapper 6dB |  | 0 | Pcs | 0 | Alan |  |  | 0 | 0 |  | N | N | N
7402 | 410058-ANDR | Power Coupler/Tapper 6dB | Power Coupler/Tapper 6dB |  | 0 | Pcs | 0 | Andre |  |  | 0 | 0 |  | N | N | N
7403 | 410059-KTRN | Power Coupler/Tapper 7dB | Power Coupler/Tapper 7dB | 2017-10-24 17:40:09 | 0 | Pcs | 0 | Kathr |  |  | 39000 | 13518 |  | N | N | N
7404 | 410059-ALDC | Power Coupler/Tapper 7dB | Power Coupler/Tapper 7dB |  | 0 | Pcs | 0 | Alan |  |  | 0 | 0 |  | N | N | N
7405 | 410059-LEON | Power Coupler/Tapper 7dB | Power Coupler/Tapper 7dB |  | 0 | Pcs | 300000 | Leoni | IDR |  | 28 | 0 |  | N | N | N
7406 | 410060-ALDC | Power Coupler/Tapper 8dB | Power Coupler/Tapper 8dB |  | 0 | Pcs | 0 | Alan |  |  | 0 | 0 |  | N | N | N
11626 | 310001-ACVM | Power Energy Meter IED merk Acuvim II | Power Energy Meter IED brand Acuvim II | 2020-07-17 21:39:46 | 0 | Set | 9500000 | ACVM | IDR | ACUVIM | 0 | 0 | Material | N | N | N | ""
10879 | 313345-0000 | POWER LINE CARRIER FOR 150 KV SUBSTATION | POWER LINE CARRIER FOR 150 KV SUBSTATION | 2017-08-04 11:18:56 | 0 | Set | 548343900 | 0000 | IDR | General | 0 | 0 | Material | N | N | N | ""
9155 | 611022-0000 | Power Meter | Power Meter | 2014-04-22 14:10:22 | 0 | Pcs | 4500000 | 0000 | IDR | General | 4500000 | 11313 | Material | N | N | N | ""
12336 | 313616-0000 | Power Quality Meter | Power Quality Meter | 2024-04-27 13:04:11 | 0 | Set | 74000000 | 0000 | IDR | General | 0 | 0 | Material | N | N | N | ""
12555 | 460003-0000 | Power Supply 20 A | 20 A Power Supply | 2025-01-09 09:59:29 | 0 | Unit | 0 | 0000 |  | General | 0 | 0 | Material | N | N | N | ""
11674 | 313528-0000 | Power Supply 30A | 30A Power Supply | 2020-10-02 11:11:15 | 0 | Pcs | 344600 | 0000 | IDR | General | 0 | 0 | Material | N | N | N | ""
9798 | 111341-0000 | Power Transformer (30 MVA) | Power Transformer (30 MVA) | 2015-02-10 11:18:39 | 0 | Set | 0 | 0000 | IDR | General | 0 | 0 | Material | N | N | N | ""
9682 | 111316-0000 | Power Transformer IBT (60 MVA) | IBT Power Transformer (60 MVA) | 2015-02-02 18:24:13 | 0 | Set | 57455943 | 0000 | IDR | General | 0 | 12502 | Material | N | N | N | ""
10264 | 620006-0000 | Premi Asuransi | Insurance premium | 2016-07-26 16:51:14 | 0 | Ls | 99000 | 0000 | IDR | General | 0 | 0 | Material | N | N | N | ""
12505 | 820136-0000 | Premi Asuransi Transportasi Cargo Clause A (ICC A) | Cargo Clause A (ICC A) Transportation Insurance Premium | 2024-11-25 16:23:07 | 0 | pVAL | 11564207.44 | 0000 | IDR | General | 0 | 0 | Material | N | N | N | ""
10266 | 620008-0000 | Premi Kendaraan | Vehicle Premium | 2016-07-26 16:56:36 | 0 | Ls | 9045996 | 0000 | IDR | General | 0 | 0 | Material | N | N | N | ""
12699 | 111695-0000 | Pre-stressed Concrete Pile 40 x 40 cm, K-500, 4 d 12.7 mm LR Strand, fy min 160 kg/mm2 (JIS A 5335) | Pre-stressed Concrete Pile 40 x 40 cm, K-500, 4 d 12.7 mm LR Strand, fy min 160 kg/mm2 (JIS A 5335) | 2025-08-04 19:05:24 | 0 | Mtr | 0 | 0000 |  | General | 0 | 0 | Material | N | N | N | ""
12717 | 111699-0000 | Prestressed Concrete Spun Piles Diameter 400mm (Bottom) | Prestressed Concrete Spun Piles Diameter 400mm (Bottom) | 2025-09-15 12:13:42 | 0 | Mtr | 338000 | 0000 | IDR | General | 0 | 0 | Material | N | N | N | ""
12718 | 111700-0000 | Prestressed Concrete Spun Piles Diameter 400mm (Upper) | Prestressed Concrete Spun Piles Diameter 400mm (Upper) | 2025-09-15 12:20:06 | 0 | Mtr | 399000 | 0000 | IDR | General | 0 | 0 | Material | N | N | N | ""
12716 | 111698-0000 | Prestressed Concrete Square Piles Diameter 400mm (Bottom) | Prestressed Concrete Square Piles Diameter 400mm (Bottom) | 2025-09-15 12:11:42 | 0 | Mtr | 0 | 0000 |  | General | 0 | 0 | Material | N | N | N | ""
10083 | 10002-0000 | Printer Office | Office Printer | 2015-11-30 15:28:35 | 0 | Set | 4067300 | 0000 | IDR | General | 0 | 0 | Material | N | N | N | ""
9476 | 820060-0000 | Profesional Fee | Professional Fee | 2014-09-17 13:14:10 | 0 | Ls | 8108108.11 | 0000 | IDR | General | 5000000 | 11750 | Material | N | N | N | ""
12191 | 820112-0000 | Project Management Fee | Project Management Fee | 2023-01-29 10:44:06 | 0 | Ls | 2750000 | 0000 | IDR | General | 0 | 0 | Material | N | N | N | ""
10935 | 313349-0000 | Protection & Control Cubicle 70 kV | Protection & Control Cubicle 70 kV | 2017-08-24 08:29:00 | 0 | Set | 462119000 | 0000 | IDR | General | 0 | 13362 | Material | N | N | N | ""
9747 | 323078-0000 | Protection & Control Cubicle for Bus-Coupler bay (including integration to existing SAS) comprising, IED main protection (low impedance protection relay).IED back up protection (OC, BF, Trip Circuit uspervision relay).IED Ch | Protection & Control Cubicle for Bus-Coupler bay (including integration to existing SAS) consisting of, IED main protection (low impedance protection relay). IED back up protection (OC, BF, Trip Circuit uspervision relay). IED Ch | 2015-02-03 13:55:31 | 0 | Set | 0 | 0000 | IDR | General | 0 | 12502 | Material | N | N | N | ""
9652 | 313135-0000 | Protection & Control Cubicle for Bus-Coupler bay (including integration to existing SAS) comprising,-IED main protection (low impedance protection relay).-IED back up protection (OC, BF, Trip Circuit uspervision relay).-IED | Protection & Control Cubicle for Bus-Coupler bay (including integration to existing SAS) consisting,-IED main protection (low impedance protection relay).-IED back up protection (OC, BF, Trip Circuit uspervision relay).-IED | 2015-02-02 17:32:38 | 0 | Set | 870678000 | 0000 | IDR | General | 48093.88 | 12502 | Material | N | N | N | ""
9646 | 313129-0000 | Protection & Control Cubicle for IBT (Automation, including integration to existing SAS) comprising,-IED main line protection (diffrential, REF HV/LV side, DFR, etc). IED back up protection (OC, EF, SEF, OV, UV, AVR, FR, mete | Protection & Control Cubicle for IBT (Automation, including integration to existing SAS) consisting of,-IED main line protection (diffrential, REF HV/LV side, DFR, etc). IED back up protection (OC, EF, SEF, OV, UV, AVR, FR, mete | 2015-02-02 17:15:15 | 0 | Set | 385419000 | 0000 | IDR | General | 28780.03 | 12502 | Material | N | N | N | ""
9735 | 323066-0000 | Protection & Control Cubicle for line 1 and line 2 (Automation, includingh integration to existing SAS) comprising, IED main line protection (distance, autoreclose, synchroncheck, etc). IED back up protection (OC, DEF, DFR, F | Protection & Control Cubicle for line 1 and line 2 (Automation, including integration to existing SAS) consisting of, IED main line protection (distance, autoreclose, synchroncheck, etc). IED back up protection (OC, DEF, DFR, F | 2015-02-03 09:58:29 | 0 | Set | 3506500 | 0000 | IDR | General | 0 | 12502 | Material | N | N | N | ""
9640 | 313123-0000 | Protection & Control Cubicle for line 1 and line 2 (Automation, includingh integration to existing SAS) comprising,-IED main line protection (distance, autoreclose, synchroncheck,etc).-IED back up protection (OC, DEF, DFR, FA | Protection & Control Cubicle for line 1 and line 2 (Automation, including integration to existing SAS) consisting,-IED main line protection (distance, autoreclose, synchroncheck,etc).-IED back up protection (OC, DEF, DFR, FA | 2015-02-02 16:45:02 | 0 | Set | 432206000 | 0000 | IDR | General | 24764.68 | 12502 | Material | N | N | N | ""
12762 | 313791-0000 | Protection & Control Panel For Line Feeder Bay (Consumer) | Protection & Control Panel For Line Feeder Bay (Consumer) | 2025-11-08 13:57:18 | 0 | Set | 229015000 | 0000 | IDR | General | 0 | 0 | Material | N | N | N | ""
12420 | 313647-0000 | Protection & Control Panel For Line Feeder Bay (OHL) | Protection & Control Panel For Line Feeder Bay (OHL) | 2024-07-16 18:06:00 | 0 | Set | 209455000 | 0000 | IDR | General | 0 | 0 | Material | N | N | N | ""
10766 | 323189-0000 | Protection and Bay Control Unit Devices | Protection and Bay Control Unit Devices | 2017-08-03 19:27:11 | 0 | Set | 400200 | 0000 | IDR | General | 0 | 0 | Material | N | N | N | ""
10768 | 323191-0000 | Protection and Control Cubicle for Bus Coupler Bay | Protection and Control Cubicle for Bus Coupler Bay | 2017-08-03 19:29:32 | 0 | Set | 135290000 | 0000 | IDR | General | 0 | 0 | Material | N | N | N | ""
12768 | 313795-0000 | Protection and Control Panel for 150/20 kV Transformer Bay | Protection and Control Panel for 150/20 kV Transformer Bay | 2025-11-08 17:09:02 | 0 | Set | 229830000 | 0000 | IDR | General | 0 | 0 | Material | N | N | N | ""
11060 | 313404-0000 | Protection Cubicle for 150 kV - Bay Line - CRP | Protection Cubicle for 150 kV - Bay Line - CRP | 2018-03-16 15:40:28 | 0 | lot | 400000000 | 0000 | IDR | General | 0 | 0 | Material | N | N | N | ""
10954 | 313352-0000 | Protection Cubicle for 150 kV Double Busbar (Centralized) | Protection Cubicle for 150 kV Double Busbar (Centralized) | 2017-09-13 08:52:41 | 0 | Unit | 892655000 | 0000 | IDR | General | 0 | 0 | Material | N | N | N | ""
12770 | 313797-0000 | Protection Cubicle for 150/20 kV Transformer Bay | Protection Cubicle for 150/20 kV Transformer Bay | 2025-11-08 17:11:09 | 0 | lot | 0 | 0000 |  | General | 0 | 0 | Material | N | N | N | ""
12769 | 313796-0000 | Protection for 150/20 kV Transformer Bay | Protection for 150/20 kV Transformer Bay | 2025-11-08 17:10:20 | 0 | lot | 0 | 0000 |  | General | 0 | 0 | Material | N | N | N | ""
12636 | 313738-0000 | Protection Panel For Capacitor Bay | Protection Panel For Capacitor Bay | 2025-05-20 15:53:53 | 0 | Set | 0 | 0000 |  | General | 0 | 0 | Material | N | N | N | ""
12637 | 313739-0000 | Protection Panel For Capacitor Bay 150 kV | Protection Panel For Capacitor Bay 150 kV | 2025-05-20 15:54:51 | 0 | Set | 300000000 | 0000 | IDR | General | 0 | 0 | Material | N | N | N | ""
10767 | 323190-0000 | Protection, Control and AVR Cubicle for Transformer Bay | Protection, Control and AVR Cubicle for Transformer Bay | 2017-08-03 19:28:05 | 0 | Set | 689526000 | 0000 | IDR | General | 0 | 0 | Material | N | N | N | ""
9420 | 820058-0000 | Provision for Bonus | Provision for Bonus | 2014-08-29 11:20:41 | 0 | Ls | 0 | 0000 | IDR | General | 0 | 11684 | Material | N | N | N | ""
11587 | 611168-0000 | Proyektor | Projector | 2020-03-02 11:39:29 | 0 | Pcs | 0 | 0000 |  | General | 0 | 0 | Material | N | N | N | ""
10504 | 610001-ZECH | Puller Tensioner WB 1500/9 | Puller Tensioner WB 1500/9 | 2016-12-23 07:13:58 | 0 | Set | 1599147500 | ZECH | IDR | Zech | 0 | 13355 | Material | N | N | N | ""
11951 | 211405-0000 | Pulley Block Katrol Double 1 Ton | Pulley Block Double Pulley 1 Ton | 2021-10-20 17:49:19 | 0 | Pcs | 700000 | 0000 | IDR | General | 0 | 0 | Material | N | N | N | ""
11950 | 211404-0000 | Pulley Block Katrol singgle 1 Ton | Pulley Block Single Pulley 1 Ton | 2021-10-20 17:47:04 | 0 | Pcs | 137649 | 0000 | IDR | General | 0 | 0 | Material | N | N | N | ""
11868 | 611214-0000 | Pully B3 dia 5 inch | Pully B3 dia 5 inch | 2021-09-19 16:35:07 | 0 | Unit | 310100 | 0000 | IDR | General | 0 | 0 | Material | N | N | N | ""
12812 | 313810-0000 | Push Button Aktuator Hitam Kontak 1NO | Black Push Button Actuator 1NO Contact | 2025-12-06 15:51:11 | 0 | Unit | 58912.5 | 0000 | IDR | General | 0 | 0 | Material | N | N | N | ""
11963 | 611242-0000 | Push Pull Support | Push Pull Support | 2021-10-29 10:53:23 | 0 | Unit | 1500000 | 0000 | IDR | General | 0 | 0 | Material | N | N | N | ""
10137 | 313224-0000 | PVC Indoor 10x2x0,6mm Cable | PVC Indoor 10x2x0.6mm Cable | 2016-08-11 09:38:11 | 0 | Mtr | 10000 | 0000 | IDR | General | 10000 | 13121 | Material | N | N | N | ""
10133 | 313220-0000 | PVC Indoor 60x2x0,6mm Cable | PVC Indoor 60x2x0.6mm Cable | 2016-08-11 09:52:20 | 0 | Mtr | 45000 | 0000 | IDR | General | 45000 | 13121 | Material | N | N | N | ""
10044 | 410097-YOLI | Quad band Combiner ( Quadplexer) 4in-1out U900900MHz/DCS1800MHz/UMTS2100MHz/LTE 2300-2500MHz MHz (Din Connector) | Quad band Combiner (Quadplexer) 4in-1out U900900MHz/DCS1800MHz/UMTS2100MHz/LTE 2300-2500MHz MHz (Din Connector) | 2015-11-11 16:29:06 | 0 | Pcs | 0 | YOLI |  | YOLICOM | 0 | 0 | Material | N | N | N | ""
11891 | 211368-0000 | Quad Clamp 15 KIP Galvanize | Quad Clamp 15 KIP Galvanized | 2021-09-23 20:48:26 | 0 | Pcs | 0 | 0000 |  | General | 0 | 0 | Material | N | N | N | ""
11890 | 211367-0000 | Quad Strain Clamp 30 KIP | Quad Strain Clamp 30 KIP | 2021-09-23 20:45:35 | 0 | Pcs | 1577000 | 0000 | IDR | General | 0 | 0 | Material | N | N | N | ""
12418 | 313645-0000 | Rack cabinet and panel Include Miscellaneous equipment to complete the scope of works | Rack cabinet and panel Include Miscellaneous equipment to complete the scope of works | 2024-07-16 17:34:00 | 0 | Set | 0 | 0000 |  | General | 0 | 0 | Material | N | N | N | ""
10183 | 413170-0000 | Rack Mount Optic Terminal Box - 24 core | Rack Mount Optic Terminal Box - 24 cores | 2016-05-10 10:07:32 | 0 | Set | 1250000 | 0000 | IDR | General | 0 | 0 | Material | N | N | N | ""
12715 | 313762-0000 | Rack-mounted MDF 19 inch, 150-pair, LSA 10-pair disconnection modules, with labels & earth provision | Rack-mounted MDF 19 inch, 150-pair, LSA 10-pair disconnection modules, with labels & earth provision | 2025-09-12 15:32:11 | 0 | Set | 2200000 | 0000 | IDR | General | 0 | 0 | Material | N | N | N | ""
10486 | 610003-LKL0 | Radio Base Plus Antena | Radio Base Plus Antenna | 2016-12-21 21:49:11 | 0 | Pcs | 4875000 | LKL0 | IDR | Lokal | 0 | 0 | Material | N | N | N | ""
10485 | 610002-LKL0 | Radio HT Motorola | Motorola HT Radio | 2016-12-21 21:47:33 | 0 | Pcs | 2833350 | LKL0 | IDR | Lokal | 0 | 0 | Material | N | N | N | ""
8689 | 211027-0000 | Radio HT SMP-328 | SMP-328 HT Radio | 2013-10-10 15:35:11 | 0 | Unit | 0 | 0000 | IDR | General | 0 | 11378 | Material | N | N | N | ""
10043 | 810022-0000 | Rak knock-down bahan besi siku | Knock-down shelves made of angle iron | 2015-11-09 10:19:19 | 0 | Ls | 0 | 0000 |  | General | 0 | 0 | Material | N | N | N | ""
10771 | 620020-0000 | Rambu-rambu | Signs | 2017-08-03 19:34:01 | 0 | Pcs | 30000 | 0000 | IDR | General | 0 | 0 | Material | N | N | N | ""
7670 | 210001-0000 | Ramset | Ramset |  | 0 | Set | 185000 | Gener | IDR | "" | 130000 | 0 | Material | N | N | N
12086 | 111628-0000 | rangka atap baja ringan truss | truss light steel roof frame | 2022-02-14 09:43:08 | 0 | btg | 120000 | 0000 | IDR | General | 0 | 0 | Material | N | N | N | ""
12405 | 111665-0000 | Rangka Baja Ringan C75mm x 35mm x 6 Meter | Light Steel Frame C75mm x 35mm x 6 Meters | 2024-07-12 19:01:48 | 0 | btg | 51801.8 | 0000 | IDR | General | 0 | 0 | Material | N | N | N | ""
12031 | 611289-0000 | Rangka Mesin Borepile Model Gawangan Tinggi 9 Meter | 9 Meter High Gawangan Model Borepile Machine Frame | 2022-01-20 16:15:52 | 0 | Set | 45000000 | 0000 | IDR | General | 0 | 0 | Material | N | N | N | ""
11850 | 611196-0000 | Rangka Mesin Diesel | Diesel Engine Frame | 2021-09-19 10:12:44 | 0 | Unit | 2700000 | 0000 | IDR | General | 0 | 14500 | Material | N | N | N | ""
11492 | 111538-0000 | Rangka Plafond Gypsum | Gypsum Ceiling Frame | 2019-09-05 09:13:20 | 0 | M2 | 35000 | 0000 | IDR | General | 0 | 0 | Material | N | N | N | ""
10445 | 111402-0000 | Rantai Besi | Iron Chain | 2016-12-13 10:38:03 | 0 | Pcs | 0 | 0000 |  | General | 0 | 0 | Material | N | N | N | ""
12843 | 111718-0000 | Ready Mix K600 | Ready Mix K600 | 2025-12-11 12:01:32 | 0 | M3 | 0 | 0000 |  | General | 0 | 0 | Material | N | N | N | ""
12641 | 611344-0000 | Rear View Camera Kualitas 1280 x 720P | Rear View Camera Quality 1280 x 720P | 2025-05-21 11:18:46 | 0 | Pcs | 0 | 0000 |  | General | 0 | 0 | Material | N | N | N | ""
12155 | 313587-0000 | Receptacle 1 Phase 16A | Receptacle 1 Phase 16A | 2022-08-30 13:11:58 | 0 | Set | 60000 | 0000 | IDR | General | 0 | 0 | Material | N | N | N | ""
12154 | 313586-0000 | Receptacle 3 Phase 63 A | 3-Phase 63 A Receptacle | 2022-08-30 13:08:26 | 0 | Set | 120000 | 0000 | IDR | General | 0 | 0 | Material | N | N | N | ""
10340 | 129169-0000 | Recheck Survey | Recheck Survey | 2016-09-15 16:35:43 | 0 | Km | 6217400 | 0000 | IDR | General | 0 | 0 | Material | N | N | N | ""
10368 | 129180-0000 | Recheck Survey | Recheck Survey | 2016-09-27 14:46:22 | 0 | Ls | 350000 | 0000 | IDR | General | 0 | 0 | Material | N | N | N | ""
11304 | 211248-0000 | Recoil Spring dan adjuster | Recoil Spring and adjuster | 2019-02-27 16:49:58 | 0 | Set | 4500000 | 0000 | IDR | General | 0 | 0 | Material | N | N | N | ""
11865 | 611211-0000 | Reducer Type 155 R 1/40 | Reducer Type 155 R 1/40 | 2021-09-19 15:41:34 | 0 | Unit | 5172250 | 0000 | IDR | General | 0 | 0 | Material | N | N | N | ""
11238 | 211189-0000 | Reel stand 7 Ton, SIPZ-7, PN 15143 | Reel stand 7 Ton, SIPZ-7, PN 15143 | 2019-01-18 15:51:14 | 0 | Set | 65500000 | 0000 | IDR | General | 0 | 0 | Material | N | N | N | ""
10161 | 611049-0000 | Refill Alat Pemadam Api Ringan (APAR) | Refill Light Fire Extinguisher (APAR) | 2016-03-01 14:32:22 | 0 | Kg | 4112500 | 0000 | IDR | General | 0 | 0 | Material | N | N | N | ""
12129 | 620038-0000 | Reflector Prisma Total Station | Reflector Prism Total Station | 2022-08-04 17:53:54 | 0 | Pcs | 999999 | 0000 | IDR | General | 0 | 0 | Material | N | N | N | ""
12004 | 611271-0000 | Refractometer Salinity | Salinity Refractometer | 2021-12-30 07:05:41 | 0 | Pcs | 176700 | 0000 | IDR | General | 0 | 0 | Material | N | N | N | ""
12355 | 129457-0000 | Reinforcement Steel BJTD-40 | Reinforcement Steel BJTD-40 | 2024-05-16 16:29:21 | 0 | Kg | 0 | 0000 |  | General | 0 | 0 | Material | N | N | N | ""
12354 | 129456-0000 | Reinforcement Steel BJTP-24 | Reinforcement Steel BJTP-24 | 2024-05-16 16:28:03 | 0 | Kg | 0 | 0000 |  | General | 0 | 0 | Material | N | N | N | ""
11027 | 313384-0000 | REINFORCING RODS for DAMPER OPGW 60 RHL | REINFORCING RODS for DAMPER OPGW 60 RHL | 2017-11-16 15:23:00 | 0 | Pcs | 40340 | 0000 | IDR | General | 0 | 40340 | Material | N | N | N | ""
9228 | 313066-0000 | Rel MCB | MCB Rail | 2014-05-12 11:22:05 | 0 | btg | 25000 | 0000 | IDR | General | 0 | 0 | Material | N | N | N | ""
12773 | 313800-0000 | Relay IED Main Protection - MPU | IED Main Protection Relay - MPU | 2025-11-08 17:20:57 | 0 | Unit | 78240000 | 0000 | IDR | General | 0 | 0 | Material | N | N | N | ""
10831 | 313305-0000 | Remote Control panel for 20 kV Cubicle complete accessories | Remote Control panel for 20 kV Cubicle complete accessories | 2017-08-04 10:02:10 | 0 | Set | 262000000 | 0000 | IDR | General | 0 | 0 | Material | N | N | N | ""
11681 | 111566-0000 | Reng Baja Ringan 0,45 x 6 m | Light Steel Battens 0.45 x 6 m | 2020-10-06 21:34:30 | 0 | btg | 19819.82 | 0000 | IDR | General | 0 | 0 | Material | N | N | N | ""
12709 | 820141-0000 | Rental Forklift 12 Ton | 12 Ton Forklift Rental | 2025-08-29 17:02:30 | 0 | Hr | 0 | 0000 |  | General | 0 | 0 | Material | N | N | N | ""
12708 | 720118-0000 | Rental Forklift 12 Ton | 12 Ton Forklift Rental | 2025-08-29 17:01:26 | 0 | Hr | 0 | 0000 |  | General | 0 | 0 | Material | N | N | N | ""
12008 | 820109-0000 | Rental Forklift 5 Ton | 5 Ton Forklift Rental | 2022-01-07 19:02:59 | 0 | Hr | 2000000 | 0000 | IDR | General | 0 | 0 | Material | N | N | N | ""
12515 | 820138-0000 | Rental Forklift 7 Ton | 7 Ton Forklift Rental | 2024-12-02 11:49:37 | 0 | Hr | 0 | 0000 |  | General | 0 | 0 | Material | N | N | N | ""
9486 | 521009-0000 | Rental Gedung | Building Rental | 2014-10-08 17:03:05 | 0 | Ls | 1000000 | 0000 | IDR | General | 0 | 12020 | Material | N | N | N | ""
11408 | 820106-0000 | Repair / revisi tower | Tower repair/revision | 2019-07-11 16:02:27 | 0 | Ls | 10416.7 | 0000 | IDR | General | 0 | 0 | Material | N | N | N | ""
10914 | 211136-0000 | Repair Sleeve for ACSR Hawk 240/40 sq.mm | Repair Sleeve for ACSR Hawk 240/40 sq.mm | 2017-08-04 17:37:16 | 0 | Pcs | 583800 | 0000 | IDR | General | 0 | 0 | Material | N | N | N | ""
12284 | 211454-0000 | Repair Sleeve for TACSR/AS 410/67 mm2 | Repair Sleeve for TACSR/AS 410/67 mm2 | 2023-08-03 12:24:01 | 0 | Pcs | 0 | 0000 |  | General | 0 | 0 | Material | N | N | N | ""
10635 | 129220-0000 | Repair Tower PLN 275 kV | PLN 275 kV Tower Repair | 2017-06-05 13:52:42 | 0 | Ls | 8000000 | 0000 | IDR | General | 0 | 0 | Material | N | N | N | ""
10120 | 620003-0000 | Reparasi tools | Repair tools | 2016-01-25 16:35:07 | 0 | Ls | 2130000 | 0000 | IDR | General | 0 | 0 | Material | N | N | N | ""
11211 | 211184-0000 | RIGID SPACER 200CRS AAC LUPINE | RIGID SPACER 200CRS AAC LUPINE | 2018-12-03 10:25:12 | 0 | Set | 0 | 0000 |  | General | 0 | 0 | Material | N | N | N | ""
8713 | 211032-0000 | Ring 2.5 cm X 2.5 cm (clamp tiang) | Ring 2.5 cm X 2.5 cm (pole clamp) | 2013-10-23 10:19:57 | 0 | Pcs | 22500 | 0000 | IDR | General | 22500 | 11366 | Material | N | N | N | ""
11895 | 211372-0000 | Ring Corona-P 15 OD | Corona-P 15 OD Ring | 2021-09-23 21:01:14 | 0 | Pcs | 95 | 0000 | USD | General | 0 | 0 | Material | N | N | N | ""
11894 | 211371-0000 | Ring Corona-S 230 kV 8 OD | Corona-S Ring 230 kV 8 OD | 2021-09-23 20:59:48 | 0 | Pcs | 60 | 0000 | USD | General | 0 | 0 | Material | N | N | N | ""
11893 | 211370-0000 | Ring Corona-S 500 kV 15 OD | Ring Corona-S 500 kV 15 OD | 2021-09-23 20:57:54 | 0 | Pcs | 95 | 0000 | USD | General | 0 | 0 | Material | N | N | N | ""
11462 | 211265-0000 | Ring plate 38mm | Ring plate 38mm | 2019-08-20 11:25:51 | 0 | Pcs | 1724 | 0000 | IDR | General | 0 | 0 | Material | N | N | N | ""
11461 | 211264-0000 | Ring washer 38mm | 38mm ring washer | 2019-08-20 11:24:46 | 0 | Pcs | 3272 | 0000 | IDR | General | 0 | 0 | Material | N | N | N | ""
9342 | 211050-0000 | Rise Pipe untuk pengaman kabel optik ke ODC Pole / titik naik KU diamater 1 panjang 3 meter | Rise Pipe for optical cable protection to ODC Pole / KU rise point, diameter 1, length 3 meters | 2016-02-10 14:57:56 | 0 | Pcs | 195640 | 0000 | IDR | General | 0 | 11841 | Material | N | N | N | ""
9811 | 413135-0000 | Riser Pipe | Riser Pipe | 2016-02-10 11:23:34 | 0 | Pcs | 50882.7 | 0000 | IDR | General | 0 | 12502 | Material | N | N | N | ""
11909 | 211386-0000 | Rock Anchor head | Rock Anchor head | 2021-09-24 13:17:41 | 0 | Pcs | 38 | 0000 | USD | General | 0 | 0 | Material | N | N | N | ""
11680 | 211314-0000 | Rod for DSE Hexagonal | Rod for DSE Hexagonal | 2020-10-06 20:24:36 | 0 | Pcs | 5230964.47 | 0000 | IDR | General | 0 | 0 | Material | N | N | N | ""
11842 | 211343-0000 | Roda 6 Inch | 6 Inch Wheels | 2021-09-12 17:00:11 | 0 | Pcs | 275000 | 0000 | IDR | General | 0 | 0 | Material | N | N | N | ""
11395 | 620030-0000 | Rompi Jaring Polyester | Polyester Mesh Vest | 2019-06-26 17:16:16 | 0 | Pcs | 15000 | 0000 | IDR | General | 0 | 0 | Material | N | N | N | ""
10759 | 620018-0000 | Rompi kerja | Work vest | 2017-08-03 19:19:42 | 0 | Pcs | 15000 | 0000 | IDR | General | 0 | 0 | Material | N | N | N | ""
12194 | 820114-0000 | Rontgen Dada | Chest X-ray | 2023-03-15 19:15:36 | 0 | ea | 114000 | 0000 | IDR | General | 0 | 0 | Material | N | N | N | ""
12798 | 111712-0000 | Roof Drain Cast Iron Diameter 4 Inch | Roof Drain Cast Iron Diameter 4 Inch | 2025-11-30 13:02:48 | 0 | Pcs | 0 | 0000 |  | General | 0 | 0 | Material | N | N | N | ""
12799 | 111713-0000 | Roof Drain Stainless Steel Diameter 4 Inch | Roof Drain Stainless Steel Diameter 4 Inch | 2025-11-30 13:05:38 | 0 | Pcs | 0 | 0000 |  | General | 0 | 0 | Material | N | N | N | ""
11140 | 129351-0000 | roof top water proofing | roof top waterproofing | 2018-08-10 10:04:56 | 0 | M2 | 9000000 | 0000 | IDR | General | 0 | 0 | Material | N | N | N | ""
11390 | 611143-0000 | Rope grab | Rope grab | 2019-06-17 13:25:46 | 0 | Pcs | 0 | 0000 |  | General | 0 | 0 | Material | N | N | N | ""
9809 | 413133-0000 | roset/indoor optical outlet with SC Adaptor cap 2 port | rosette/indoor optical outlet with SC Adapter cap 2 ports | 2015-02-14 12:52:50 | 0 | Pcs | 60000 | 0000 | IDR | General | 0 | 12502 | Material | N | N | N | ""
11933 | 611221-0000 | Round Sling 5 Ton x 2 Meter | Round Sling 5 Ton x 2 Meter | 2021-10-14 16:50:48 | 0 | Pcs | 266667 | 0000 | IDR | General | 0 | 0 | Material | N | N | N | ""
11644 | 413209-0000 | Router Hub 4-6 port | 4-6 port Router Hub | 2020-08-11 13:54:53 | 0 | Set | 1075000 | 0000 | IDR | General | 0 | 0 | Material | N | N | N | ""
7425 | 410071-3MDY | Rubber tape | Rubber tape | 2020-03-30 16:18:18 | 0 | Pcs | 80000 | 3M Dy | IDR |  | 37000 | 16345 |  | N | N | N
10082 | 611046-0000 | Safety Belt | Safety Belt | 2015-11-30 15:27:01 | 0 | Set | 97375 | 0000 | IDR | General | 0 | 0 | Material | N | N | N | ""
10769 | 620019-0000 | Safety Line | Safety Line | 2017-08-03 19:31:53 | 0 | M2 | 45000 | 0000 | IDR | General | 0 | 0 | Material | N | N | N | ""
12252 | 611316-0000 | Safety Net Bahan Nylon | Nylon Safety Net | 2023-05-20 15:16:09 | 0 | M2 | 3500 | 0000 | IDR | General | 0 | 0 | Material | N | N | N | ""
9243 | 611028-0000 | Safety Shoes | Safety Shoes | 2014-05-16 10:59:55 | 0 | Pcs | 425000 | 0000 | IDR | General | 152000 | 11558 | Material | N | N | N | ""
11527 | 313496-0000 | Sag Link 120kN | Sag Link 120kN | 2019-09-23 21:05:36 | 0 | Pcs | 950000 | 0000 | IDR | General | 0 | 0 | Material | N | N | N | ""
11520 | 313489-0000 | Sag Link 210kN | Sag Link 210kN | 2019-09-23 21:00:43 | 0 | Pcs | 448386 | 0000 | IDR | General | 0 | 0 | Material | N | N | N | ""
12786 | 111708-0000 | Sag Rod, Besi Beton Hitam, Diameter M10 | Sag Rod, Black Reinforced Concrete, Diameter M10 | 2025-11-22 22:51:50 | 0 | Mtr | 0 | 0000 |  | General | 0 | 0 | Material | N | N | N | ""
12784 | 111706-0000 | Sag Rod, Besi Beton Hitam, Diameter M16 | Sag Rod, Black Reinforced Concrete, Diameter M16 | 2025-11-22 22:41:41 | 0 | Mtr | 0 | 0000 |  | General | 0 | 0 | Material | N | N | N | ""
8472 | 610008-0000 | SAG Scope | SAG Scope | 2013-09-18 10:07:27 | 0 | ea | 162 | 0000 | USD | General | 162 | 11455 | Material | N | N | N | ""
9902 | 111345-0000 | Sagging konduktor 2xTACSR410 double Conductor | Sagging conductor 2xTACSR410 double conductor | 2016-02-10 14:22:40 | 0 | Mtr | 9000 | 0000 | IDR | General | 0 | 13658 | Material | N | N | N | ""
8145 | 820001-0000 | Salaries | Salaries | 2013-07-04 10:34:49 | 0 | Ls | 9000000 | 0000 | IDR | General | 0 | 9982 | Material | N | N | N | ""
11141 | 810059-0000 | sarung jok mobil | car seat covers | 2018-08-10 15:48:16 | 0 | Set | 0 | 0000 |  | General | 0 | 0 | Material | N | N | N | ""
9248 | 611033-0000 | Sarung Tangan (Untuk menarik/mengangkat benda berat) | Gloves (For pulling/lifting heavy objects) | 2014-05-16 11:04:31 | 0 | Pcs | 20000 | 0000 | IDR | General | 13300 | 11558 | Material | N | N | N | ""
11394 | 620029-0000 | Sarung Tangan Kain (Polkadot) | Cloth Gloves (Polka Dot) | 2019-06-26 17:14:31 | 0 | Lsn | 37500 | 0000 | IDR | General | 0 | 0 | Material | N | N | N | ""
11219 | 810070-0000 | Sarung tangan karet panjang | Long rubber gloves | 2018-12-11 14:10:25 | 0 | Pcs | 850000 | 0000 | IDR | General | 0 | 0 | Material | N | N | N | ""
11218 | 810069-0000 | Sarung tangan karet pendek | Short rubber gloves | 2018-12-11 14:09:21 | 0 | Pcs | 12000 | 0000 | IDR | General | 0 | 0 | Material | N | N | N | ""
12353 | 323216-0000 | SAS Test (including point to point ke RCC) | SAS Test (including point to point to RCC) | 2024-05-16 16:01:00 | 0 | bay | 0 | 0000 |  | General | 0 | 0 | Material | N | N | N | ""
10961 | 424171-0000 | SAT Multiplexer | SAT Multiplexer | 2017-09-13 10:49:47 | 0 | Set | 46179900 | 0000 | IDR | General | 0 | 0 | Material | N | N | N | ""
11465 | 211266-0000 | Scoen | Scoen | 2019-08-21 20:49:03 | 0 | Pcs | 0 | 0000 |  | General | 0 | 0 | Material | N | N | N | ""
8462 | 311013-0000 | Scoen - Vynil 16mm | Scoen - 16mm Vinyl | 2013-09-16 14:33:29 | 0 | Pcs | 3500 | 0000 | IDR | General | 5000 | 11455 | Material | N | N | N | ""
9599 | 313099-0000 | Scoen - Vynil 25mm | Scoen - 25mm Vinyl | 2015-01-26 09:50:13 | 0 | Pcs | 3000 | 0000 | IDR | General | 3000 | 12510 | Material | N | N | N | ""
9430 | 313086-0000 | Scoen - Vynil 50mm | Scoen - 50mm Vinyl | 2014-09-02 09:58:00 | 0 | Pcs | 4500 | 0000 | IDR | General | 5500 | 11694 | Material | N | N | N | ""
10103 | 313218-0000 | Scoen - Vynil 70mm | Scoen - 70mm Vinyl | 2015-12-23 10:38:09 | 0 | Pcs | 0 | 0000 |  | General | 9000 | 13961 | Material | N | N | N | ""
9217 | 413062-0000 | SC-OF-SM-24 splice enclosure (branch or straight) of single Mode optical fiber cores cable, 24 optical cores | SC-OF-SM-24 splice enclosure (branch or straight) of single Mode optical fiber cores cable, 24 optical cores | 2015-08-07 11:13:02 | 0 | ea | 450000 | 0000 | IDR | General | 530000 | 13483 | Material | N | N | Y | ""
8162 | 411019-0000 | SC-OF-SM-48 splice enclosure (branch or straight) of single Mode optical fiber cores cable, 12 - 48 optical cores | SC-OF-SM-48 splice enclosure (branch or straight) of single Mode optical fiber cores cable, 12 - 48 optical cores | 2013-07-10 12:23:12 | 0 | ea | 3850000 | 0000 | IDR | General | 3850000 | 9982 | Material | N | N | N | ""
7695 | 210026-0000 | Screw S12 | Screw S12 |  | 0 | Pcs | 0 | Gener | "" | "" | 0 | 0 | Material | N | N | N
10956 | 413194-0000 | SDH Connection Master | SDH Connection Master | 2017-09-13 10:45:53 | 0 | Set | 431850000 | 0000 | IDR | General | 0 | 0 | Material | N | N | N | ""
12722 | 413220-0000 | SDH Optical Interface Module (4-STM 4) | SDH Optical Interface Module (4-STM 4) | 2025-09-29 17:22:18 | 0 | Set | 165200000 | 0000 | IDR | General | 0 | 0 | Material | N | N | N | ""
9432 | 313088-0000 | Sealant Hitam | Black Sealant | 2014-09-02 10:01:08 | 0 | Tub | 0 | 0000 | IDR | General | 0 | 11694 | Material | N | N | N | ""
9431 | 313087-0000 | sealant silicon white | white silicone sealant | 2014-09-02 09:59:49 | 0 | Tub | 40000 | 0000 | IDR | General | 21000 | 11694 | Material | N | N | N | ""
8152 | 820006-0000 | Security Cost | Security Cost | 2013-07-04 10:43:20 | 0 | Ls | 55554598 | 0000 | IDR | General | 0 | 9982 | Material | N | N | N | ""
9887 | 424105-0000 | Security Deposite | Security Deposit | 2015-06-15 14:15:04 | 1 | Ls | 5000000 | 0000 | IDR | General | 0 | 0 | Material | N | N | N | ""
9241 | 611026-0000 | Security Lamp | Security Lamp | 2014-05-16 10:58:09 | 0 | Pcs | 52250 | 0000 | IDR | General | 52250 | 11558 | Material | N | N | N | ""
9285 | 111293-0000 | Sekop Pasir | Sand Shovel | 2014-06-03 09:37:22 | 0 | Pcs | 40000 | 0000 | IDR | General | 0 | 11513 | Material | N | N | N | ""
11511 | 111549-0000 | Sekrup Baja Ringan | Light Steel Screws | 2019-09-20 14:49:30 | 0 | Box | 40000 | 0000 | IDR | General | 0 | 0 | Material | N | N | N | ""
11510 | 111548-0000 | Sekrup Gypsum | Gypsum Screws | 2019-09-20 14:41:59 | 0 | Box | 130630.63 | 0000 | IDR | General | 0 | 0 | Material | N | N | N | ""
12412 | 111672-0000 | Sekrup Gypsum 3 Cm | 3 cm Gypsum Screw | 2024-07-12 19:46:25 | 0 | Pcs | 100 | 0000 | IDR | General | 0 | 0 | Material | N | N | N | ""
12411 | 111671-0000 | Sekrup Gypsum 5 Cm | 5 cm Gypsum Screw | 2024-07-12 19:45:07 | 0 | Pcs | 180.18 | 0000 | IDR | General | 0 | 0 | Material | N | N | N | ""
11771 | 111596-0000 | Sekrup kayu 8 x 32 mm | 8 x 32 mm wood screws | 2021-02-22 17:32:46 | 0 | Pcs | 400 | 0000 | IDR | General | 0 | 0 | Material | N | N | N | ""
10023 | 111349-0000 | Selang air | Water hose | 2015-10-08 14:31:18 | 0 | Mtr | 5000 | 0000 | IDR | General | 0 | 0 | Material | N | N | N | ""
11805 | 611185-0000 | Selang Buang 3 inch | 3 inch exhaust hose | 2021-06-14 17:38:44 | 0 | Mtr | 19500 | 0000 | IDR | General | 0 | 0 | Material | N | N | N | ""
11851 | 611197-0000 | Selang Buang 4 Inch | 4 Inch Exhaust Hose | 2021-09-19 10:13:48 | 0 | Mtr | 22000 | 0000 | IDR | General | 0 | 14500 | Material | N | N | N | ""
11852 | 611198-0000 | Selang Buang 6 Inch | 6 Inch Exhaust Hose | 2021-09-19 10:15:23 | 0 | Mtr | 34000 | 0000 | IDR | General | 0 | 14500 | Material | N | N | N | ""
9590 | 211072-0000 | Selang Excavator | Excavator Hose | 2014-12-15 09:42:44 | 0 | Pcs | 275000 | 0000 | IDR | General | 0 | 12200 | Material | N | N | N | ""
12026 | 611285-0000 | Selang High Pressure 3 Inch | 3 Inch High Pressure Hose | 2022-01-09 14:07:39 | 0 | Mtr | 138000 | 0000 | IDR | General | 0 | 0 | Material | N | N | N | ""
10389 | 611095-0000 | Selang Hisap 3 inch | 3 inch suction hose | 2016-11-12 14:57:32 | 0 | Mtr | 63063.06 | 0000 | IDR | General | 0 | 0 | Material | N | N | N | ""
10390 | 611096-0000 | Selang Hisap 4 1/2 inch | 4 1/2 inch Suction Hose | 2016-11-12 14:58:33 | 0 | Mtr | 110000 | 0000 | IDR | General | 0 | 0 | Material | N | N | N | ""
11849 | 611195-0000 | Selang Hisap 4 Inch | 4 Inch Suction Hose | 2021-09-19 10:10:39 | 0 | Mtr | 108000 | 0000 | IDR | General | 0 | 14500 | Material | N | N | N | ""
11848 | 611194-0000 | Selang Hisap 6 Inch | 6 Inch Suction Hose | 2021-09-19 10:09:32 | 0 | Mtr | 187500 | 0000 | IDR | General | 0 | 14500 | Material | N | N | N | ""
12003 | 620037-0000 | Selang Vibrator 38 mm x 4 Meter | Vibrator Hose 38 mm x 4 Meters | 2021-12-30 06:56:04 | 0 | Set | 741340 | 0000 | IDR | General | 0 | 0 | Material | N | N | N | ""
10499 | 610005-DNMK | Self Gripping Clamp GSW 9MM-11MM SWL 20 Kn | Self Gripping Clamp GSW 9MM-11MM SWL 20 Kn | 2016-12-21 23:38:17 | 0 | Pcs | 0 | DNMK |  | Dinamika | 0 | 0 | Material | Y | N | N | ""
10500 | 610006-DNMK | Self Gripping Clamp GSW 9MM-11MM SWL 20 kn | Self Gripping Clamp GSW 9MM-11MM SWL 20 kn | 2016-12-21 23:41:31 | 0 | Pcs | 6950000 | DNMK | IDR | Dinamika | 0 | 0 | Material | N | N | N | ""
10471 | 610002-DNMK | Self Gripping Clamp GSW 9MM-11MM SWL 20 KN | Self Gripping Clamp GSW 9MM-11MM SWL 20 KN | 2016-12-21 21:15:27 | 0 | Set | 0 | DNMK |  | Dinamika | 0 | 0 | Material | N | N | N | ""
10470 | 610001-DNMK | Self Gripping Clamp OPGW 9MM-13MM SWL 16 KN | Self Gripping Clamp OPGW 9MM-13MM SWL 16 KN | 2016-12-21 21:13:35 | 0 | Pcs | 8895000 | DNMK | IDR | Dinamika | 0 | 0 | Material | N | N | N | ""
11512 | 111550-0000 | Semen Nat Keramik | Ceramic Grout Cement | 2019-09-20 14:50:58 | 0 | Box | 12000 | 0000 | IDR | General | 0 | 0 | Material | N | N | N | ""
11231 | 111494-0000 | Semen OPC | OPC Cement | 2018-12-13 19:54:17 | 0 | Zak | 56818 | 0000 | IDR | General | 0 | 0 | Material | N | N | N | ""
8211 | 111001-TGRD | Semen Portland | Portland cement | 2013-07-18 11:17:01 | 0 | Kg | 1075 | TGRD | IDR | Tiga Roda | 0 | 9982 | Material | N | N | N | ""
8212 | 111001-PDNG | Semen Portland | Portland cement | 2013-07-18 11:23:27 | 0 | Kg | 49000 | PDNG | IDR | PADANG | 49000 | 9982 | Material | N | N | N | ""
8121 | 111001-0000 | Semen Portland | Portland cement | 2014-01-08 17:31:21 | 0 | Ton | 55000 | 0000 | IDR |  | 51000 | 0 |  | N | N | N
12454 | 111677-0000 | Semen Type II (SNI 2049 2015) | Type II Cement (SNI 2049 2015) | 2024-09-19 13:19:39 | 0 | Ton | 1352702.7 | 0000 | IDR | General | 0 | 0 | Material | N | N | N | ""
8355 | 111037-0000 | Semen type PCC 40kg | PCC type cement 40kg | 2013-08-06 10:56:28 | 0 | Zak | 50000 | 0000 | IDR | General | 59000 | 50000 | Material | N | N | N | ""
8354 | 111035-0000 | Semen type PCC 50kg | PCC type cement 50kg | 2013-08-06 10:55:33 | 0 | Zak | 65000 | 0000 | IDR | General | 75000 | 64000 | Material | N | N | N | ""
9284 | 111292-0000 | Sendok Semen | Cement Spoon | 2014-06-03 09:36:50 | 0 | Pcs | 20000 | 0000 | IDR | General | 0 | 11513 | Material | N | N | N | ""
12657 | 111684-0000 | Seng Gelombang BJLS 0.25 mm | BJLS 0.25 mm Corrugated Zinc | 2025-06-21 09:40:34 | 0 | Mtr | 35714.29 | 0000 | IDR | General | 0 | 0 | Material | N | N | N | ""
10756 | 620015-0000 | Sepatu Boot | Boots | 2017-08-03 19:15:21 | 0 | Pcs | 100000 | 0000 | IDR | General | 0 | 0 | Material | N | N | N | ""
11475 | 111534-0000 | Septic Tank | Septic Tank | 2019-09-02 22:22:07 | 0 | M3 | 0 | 0000 |  | General | 0 | 0 | Material | N | N | N | ""
12253 | 611317-0000 | Septic Tank 1000 Liter | 1000 Liter Septic Tank | 2023-05-20 17:11:17 | 0 | Unit | 5300000 | 0000 | IDR | General | 0 | 0 | Material | N | N | N | ""
12391 | 111664-0000 | Serat/Serabut Kelapa Sawit | Palm Fiber | 2024-05-23 10:49:03 | 0 | Kg | 0 | 0000 |  | General | 0 | 0 | Material | N | N | N | ""
8471 | 323022-0000 | Sertifikasi | Certification | 2014-08-27 15:24:34 | 0 | Ls | 1500000 | 0000 | IDR | General | 0 | 11455 | Material | N | N | N | ""
12247 | 820126-0000 | Sertifikat dan Training Teknisi Scaffolding | Scaffolding Technician Certificate and Training | 2023-05-10 14:05:04 | 0 | ea | 2300000 | 0000 | IDR | General | 0 | 0 | Material | N | N | N | ""
11783 | 910008-0000 | Server | Server | 2021-05-12 15:35:31 | 0 | Pcs | 2878121 | 0000 | IDR | General | 0 | 0 | Material | N | N | N | ""
11782 | 910007-0000 | Server NAS | NAS Server | 2021-05-12 15:23:34 | 0 | Pcs | 25095495.5 | 0000 | IDR | General | 0 | 0 | Material | N | N | N | ""
10281 | 820092-0000 | Service AC - isi freon AC | AC service - AC freon refill | 2016-08-09 13:59:29 | 0 | Ls | 1100000 | 0000 | IDR | General | 0 | 0 | Material | N | N | N | ""
10280 | 820091-0000 | Service AC kantor | Office AC service | 2016-08-09 13:57:46 | 0 | Unit | 12730000 | 0000 | IDR | General | 0 | 0 | Material | N | N | N | ""
11297 | 211247-0000 | Service connector for BCC. 150SQmm (SBC 150) | Service connector for BCC. 150SQmm (SBC 150) | 2019-02-11 15:05:44 | 0 | Pcs | 0 | 0000 |  | General | 0 | 14049 | Material | N | N | N | ""
8172 | 424020-0000 | Service DC-SM-F 48 pemasangan Kabel Duct Fiber Optik single mode 48 core G 655 C | Service DC-SM-F 48 installation of single mode 48 core G 655 C Fiber Optic Duct Cable | 2013-07-10 14:15:33 | 0 | Mtr | 0 | 0000 | IDR | General | 0 | 9982 | Material | N | N | N | ""
8507 | 820018-0000 | Service Excavator | Excavator Service | 2013-09-25 19:14:01 | 0 | Ls | 300000 | 0000 | IDR | General | 2225000 | 11319 | Material | N | N | N | ""
11132 | 620022-0000 | Service Genset Deutz 200 kVA | Deutz 200 kVA Generator Service | 2018-07-30 11:33:40 | 0 | Set | 0 | 0000 |  | General | 0 | 0 | Material | N | N | N | ""
11097 | 820099-0000 | SERVICE KURSI | CHAIR SERVICE | 2018-04-23 14:44:19 | 0 | Ls | 16050000 | 0000 | IDR | General | 0 | 0 | Material | N | N | N | ""
10523 | 820097-0000 | Service Mesin Bor Tangan | Hand Drill Machine Service | 2017-03-16 15:38:16 | 0 | Pcs | 10429565 | 0000 | IDR | General | 0 | 0 | Material | N | N | N | ""
9987 | 720033-0000 | Service Mobil | Car Service | 2016-07-26 16:52:56 | 0 | Ls | 692756.76 | 0000 | IDR | General | 0 | 13103 | Material | N | N | N | ""
9885 | 424103-0000 | Service Pemasangan ODF kapasitas 1/4 core dan accessories | ODF installation service with 1/4 core capacity and accessories | 2015-06-15 13:40:16 | 1 | Pcs | 0 | 0000 | IDR | General | 0 | 0 | Material | N | N | N | ""
9886 | 424104-0000 | Service pemasangan ODF kapasitas 1/8 termasuk accessories | ODF installation service with 1/8 capacity including accessories | 2015-06-15 13:42:21 | 1 | Pcs | 20000 | 0000 | IDR | General | 0 | 0 | Material | N | N | N | ""
9516 | 129114-0000 | Service Pondasi Bored Pile Dia. 50cm termasuk Mob Demob, Besi Beton, Mix Design, dan Test Kubus | Bored Pile Foundation Service with a diameter of 50 cm including Mob Demob, Reinforced Concrete, Mix Design, and Cube Test | 2014-10-28 10:50:32 | 0 | Mtr | 341667 | 0000 | IDR | General | 123341978 | 12168 | Material | N | N | N | ""
9517 | 129115-0000 | Service Pondasi Bored Pile Dia. 60cm termasuk Mob Demob, Besi Beton, Mix Design, dan Test Kubus | Bored Pile Foundation Service with a diameter of 60 cm including Mob Demob, Reinforced Concrete, Mix Design, and Cube Test | 2014-10-28 10:51:13 | 0 | Mtr | 380208.33 | 0000 | IDR | General | 160802564.81 | 12168 | Material | N | N | N | ""
9515 | 129113-0000 | Service Pondasi Tower termasuk Mob Demob, Besi Beton, Mix Design, dan Test Kubus | Tower Foundation Services including Mob Demob, Reinforced Concrete, Mix Design, and Cube Testing | 2014-10-28 10:49:47 | 0 | M3 | 1250000 | 0000 | IDR | General | 94474195.45 | 12168 | Material | N | N | N | ""
11392 | 820105-0000 | Service Stringing Equipment | Service Stringing Equipment | 2019-06-17 17:46:44 | 0 | Ls | 18800000 | 0000 | IDR | General | 0 | 0 | Material | N | N | N | ""
10175 | 111357-0000 | Service Transformer Foundation | Service Transformer Foundation | 2016-05-04 09:00:06 | 0 | Unit | 4654403.12 | 0000 | IDR | General | 0 | 0 | Material | N | N | N | ""
9627 | 313110-0000 | Set of clamps, connectors and accessories | Set of clamps, connectors and accessories | 2015-02-02 15:37:28 | 0 | bay | 0 | 0000 | IDR | General | 0 | 12502 | Material | N | N | N | ""
9722 | 323053-0000 | Set of clamps, connectors and accessories | Set of clamps, connectors and accessories | 2015-02-03 09:38:36 | 0 | bay | 2785000 | 0000 | IDR | General | 0 | 12502 | Material | N | N | N | ""
9794 | 313167-0000 | Set of clamps, connectors and accessories for 70 kV | Set of clamps, connectors and accessories for 70 kV | 2015-02-10 10:16:25 | 0 | bay | 0 | 0000 | IDR | General | 0 | 12502 | Material | N | N | N | ""
11056 | 313400-0000 | Set of clamps, connectors and accessories for installation of the Fly Bus | Set of clamps, connectors and accessories for installation of the Fly Bus | 2018-03-16 10:27:25 | 0 | Unit | 540000 | 0000 | IDR | General | 0 | 0 | Material | N | N | N | ""
11057 | 313401-0000 | Set of clamps, connectors and accessories for installation of the line bay as specified | Set of clamps, connectors and accessories for installation of the line bay as specified | 2018-03-16 10:28:51 | 0 | Set | 0 | 0000 |  | General | 0 | 0 | Material | N | N | N | ""
9601 | 313100-0000 | Set of three twin ACCC Copenhagen downleads to substation gantry (exluding low duty inverse insulator sets 120kN normal type) | Set of three twin ACCC Copenhagen downleads to substation gantry (exluding low duty inverse insulator sets 120kN normal type) | 2015-01-27 13:24:59 | 0 | Set | 0 | 0000 | USD | General | 0 | 12510 | Material | N | N | N | ""
11822 | 129427-0000 | Setting Stub Tower | Stub Tower Setting | 2021-08-06 16:01:15 | 0 | Ls | 1500000 | 0000 | IDR | General | 0 | 0 | Material | N | N | N | ""
10897 | 129302-0000 | Setting Stub Tower | Stub Tower Setting | 2017-08-04 16:55:05 | 0 | Kg | 3000000 | 0000 | IDR | General | 0 | 0 | Material | N | N | N | ""
12659 | 129466-0000 | Setting Survey and Installation of Setting Plan Incl BM Stake | Setting Survey and Installation of Setting Plan Incl BM Stake | 2025-06-24 10:58:16 | 0 | Ls | 3125000 | 0000 | IDR | General | 0 | 0 | Material | N | N | N | ""
12759 | 323240-0000 | Sewa Alat Tan Delta / Dissipation Factor Test Set | Tan Delta Equipment Rental / Dissipation Factor Test Set | 2025-10-29 20:11:38 | 0 | Day | 5500000 | 0000 | IDR | General | 0 | 0 | Material | N | N | N | ""
11180 | 620024-0000 | Sewa Bar Bender Ex. Germany | Rent a Bender Bar Ex. Germany | 2018-10-08 17:31:16 | 0 | Mth | 6000000 | 0000 | IDR | General | 0 | 0 | Material | N | N | N | ""
9985 | 129134-0000 | Sewa Concrete Pump | Concrete Pump Rental | 2015-09-01 10:35:37 | 0 | Ls | 3500000 | 0000 | IDR | General | 0 | 0 | Material | N | N | N | ""
11776 | 620031-0000 | Sewa Crane 50 Ton | 50 Ton Crane Rental | 2021-03-11 17:06:59 | 0 | Hr | 10500000 | 0000 | IDR | General | 0 | 0 | Material | N | N | N | ""
10890 | 720041-0000 | Sewa Crane dan Operator | Crane and Operator Rental | 2017-08-04 16:33:01 | 0 | Mth | 5000000 | 0000 | IDR | General | 0 | 0 | Material | N | N | N | ""
10268 | 620009-0000 | Sewa Dispenser | Dispenser Rental | 2016-07-29 10:25:45 | 0 | Unit | 35000 | 0000 | IDR | General | 0 | 0 | Material | N | N | N | ""
9596 | 221017-0000 | Sewa Ecavator | Excavator Rental | 2015-01-16 09:31:58 | 0 | Hr | 2500000 | 0000 | IDR | General | 350000 | 12510 | Material | N | N | N | ""
11385 | 820104-0000 | sewa gondola | gondola rental | 2019-05-03 10:46:10 | 0 | Day | 0 | 0000 |  | General | 0 | 0 | Material | N | N | N | ""
10086 | 820088-0000 | Sewa Hand Phone / Smartphone | Mobile Phone / Smartphone Rental | 2015-11-30 15:40:42 | 0 | Unit | 320000 | 0000 | IDR | General | 0 | 0 | Material | N | N | N | ""
11777 | 620032-0000 | Sewa Hiab Crane 15 Ton | Hiab Crane Rental 15 Ton | 2021-03-11 17:07:54 | 0 | Hr | 3826530.61 | 0000 | IDR | General | 0 | 0 | Material | N | N | N | ""
11307 | 820101-0000 | Sewa Jack Hammer & Kompressor | Jack Hammer & Compressor Rental | 2019-03-01 00:18:04 | 0 | Day | 5130000 | 0000 | IDR | General | 0 | 0 | Material | N | N | N | ""
9171 | 820038-0000 | Sewa Kantor (Tahun Kedua) | Office Rent (Second Year) | 2014-04-22 14:45:45 | 0 | Yr | 12500000 | 0000 | IDR | General | 0 | 11313 | Material | N | N | N | ""
9179 | 820046-0000 | Sewa Kantor (Tahun Ketiga) | Office Rent (Third Year) | 2014-04-22 14:53:11 | 0 | Yr | 0 | 0000 | IDR | General | 0 | 11313 | Material | N | N | N | ""
9163 | 820030-0000 | Sewa Kantor (Tahun Pertama) | Office Rent (First Year) | 2014-04-22 14:39:20 | 0 | Yr | 0 | 0000 | IDR | General | 0 | 0 | Material | N | N | N | ""
10085 | 820087-0000 | Sewa Kantor / bulan | Office Rent / month | 2015-11-30 15:33:32 | 0 | Mth | 2000000 | 0000 | IDR | General | 0 | 0 | Material | N | N | N | ""
9899 | 720032-0000 | sewa kendaraan pick up | pickup truck rental | 2015-06-17 15:10:16 | 0 | Mth | 4500000 | 0000 | IDR | General | 0 | 0 | Material | N | N | N | ""
12231 | 720056-0000 | Sewa Mobil 4WD | 4WD Car Rental | 2023-03-26 20:11:58 | 0 | Pc/Month | 4000000 | 0000 | IDR | General | 0 | 0 | Material | N | N | N | ""
11831 | 129428-0000 | Sewa Molen | Concrete Mixer Rental | 2021-09-03 13:55:59 | 0 | Mth | 1000000 | 0000 | IDR | General | 0 | 0 | Material | N | N | N | ""
12712 | 820142-0000 | Sewa Passenger Hoist Cap 2 Ton Single Cage | Rent Passenger Hoist Cap 2 Ton Single Cage | 2025-09-09 16:07:00 | 0 | Mth | 0 | 0000 |  | General | 0 | 0 | Material | N | N | N | ""
12009 | 820110-0000 | Sewa Plat | Plate Rental | 2022-01-07 19:08:06 | 0 | Lbr | 500000 | 0000 | IDR | General | 0 | 0 | Material | N | N | N | ""
11350 | 620028-0000 | Sewa Scaffolding | Scaffolding Rental | 2019-04-15 13:45:06 | 0 | Set | 25000 | 0000 | IDR | General | 0 | 0 | Material | N | N | N | ""
12600 | 620039-0000 | Sewa Total Station | Total Station Rental | 2025-02-25 16:59:09 | 0 | Day | 150000 | 0000 | IDR | General | 0 | 0 | Material | N | N | N | ""
11962 | 720051-0000 | Sewa Trailer | Trailer Rental | 2021-10-29 10:03:37 | 0 | Unit | 0 | 0000 |  | General | 0 | 0 | Material | N | N | N | ""
10162 | 221032-0000 | Sewa Tronton | Tronton Rental | 2016-03-03 08:30:30 | 0 | Kg | 75 | 0000 | IDR | General | 0 | 0 | Material | N | N | N | ""
10163 | 221033-0000 | Sewa Tronton | Tronton Rental | 2016-03-03 08:33:37 | 0 | Unit | 2500000 | 0000 | IDR | General | 0 | 13407 | Material | N | N | N | ""
12378 | 720061-0000 | Sewa Truck Crane 5 Ton | 5 Ton Truck Crane Rental | 2024-05-20 10:14:37 | 0 | Hr | 0 | 0000 |  | General | 0 | 0 | Material | N | N | N | ""
12377 | 720060-0000 | Sewa Truck Crane 8 Ton | 8 Ton Truck Crane Rental | 2024-05-20 10:13:54 | 0 | Hr | 500000 | 0000 | IDR | General | 0 | 0 | Material | N | N | N | ""
10214 | 720038-0000 | Sewa Truck Engkel | Single Truck Rental | 2016-06-13 11:19:04 | 0 | Mth | 15306122 | 0000 | IDR | General | 0 | 0 | Material | N | N | N | ""
11702 | 611179-0000 | SF6 Density Meter | SF6 Density Meter | 2020-12-01 17:03:28 | 0 | Set | 12500000 | 0000 | IDR | General | 0 | 0 | Material | Y | N | N | ""
12723 | 413221-0000 | SFP STM-4 Optical Module, 80 km | SFP STM-4 Optical Module, 80 km | 2025-09-29 17:24:44 | 0 | Set | 5100000 | 0000 | IDR | General | 0 | 0 | Material | N | N | N | ""
11924 | 211394-0000 | SG 14 shank | SG 14 shank | 2021-10-13 16:29:27 | 0 | Pcs | 3100000 | 0000 | IDR | General | 0 | 0 | Material | N | N | N | ""
11925 | 211395-0000 | SG 2 Extension | SG 2 Extension | 2021-10-13 16:31:59 | 0 | Pcs | 3280000 | 0000 | IDR | General | 0 | 0 | Material | N | N | N | ""
11923 | 211393-0000 | SG 3 RADIUS TIP | SG 3 Radius Tip | 2021-10-13 16:26:42 | 0 | Pcs | 3710000 | 0000 | IDR | General | 0 | 0 | Material | N | N | N | ""
11926 | 211396-0000 | SG 4 Coupler | SG 4 Coupler | 2021-10-13 16:36:50 | 0 | Pcs | 2300000 | 0000 | IDR | General | 0 | 0 | Material | N | N | N | ""
11922 | 211392-0000 | SGC 14 DRIVING STEEL SET | SGC 14 Driving Steel Set | 2021-10-13 16:13:38 | 0 | Set | 1512.73 | 0000 | USD | General | 0 | 0 | Material | N | N | N | ""
11239 | 211190-0000 | Shackle 6.5 Ton | Shackle 6.5 Ton | 2019-01-18 15:52:24 | 0 | Pcs | 297500 | 0000 | IDR | General | 0 | 0 | Material | N | N | N | ""
11947 | 211402-0000 | Shackle D 12 mm | Shackle D 12 mm | 2021-10-19 21:22:51 | 0 | Pcs | 50000 | 0000 | IDR | General | 0 | 0 | Material | N | N | N | ""
11948 | 211403-0000 | Shackle D 16 mm | Shackle D 16 mm | 2021-10-19 21:23:50 | 0 | Pcs | 75000 | 0000 | IDR | General | 0 | 0 | Material | N | N | N | ""
10481 | 610012-TSE0 | Shackle D 34 MM 30 Kn | Shackle D 34 MM 30 Kn | 2016-12-21 21:38:40 | 0 | Pcs | 83306.52 | TSE0 | IDR | TSE | 0 | 0 | Material | N | N | N | ""
10480 | 610011-TSE0 | Shackle D 38 Mm 50 Kn | Shackle D 38 mm 50 kn | 2016-12-21 21:36:51 | 0 | Pcs | 136000 | TSE0 | IDR | TSE | 0 | 0 | Material | N | N | N | ""
9690 | 111324-0000 | Shielding Mesh | Shielding Mesh | 2015-02-02 18:32:22 | 0 | Unit | 0 | 0000 | IDR | General | 0 | 12502 | Material | N | N | N | ""
10863 | 313329-0000 | Shielding wire as per-TPG for Switcyard and Transformer Area | Shielding wire as per-TPG for Switchyard and Transformer Area | 2017-08-04 11:07:48 | 0 | Mtr | 0 | 0000 |  | General | 0 | 0 | Material | N | N | N | ""
11460 | 211263-0000 | shock skun | shock absorber | 2019-08-20 11:20:06 | 0 | Pcs | 1200 | 0000 | IDR | General | 0 | 0 | Material | N | N | N | ""
10703 | 323162-0000 | Siar Rata 1/2 | Broadcast Average 1/2 | 2017-08-03 17:47:47 | 0 | M2 | 0 | 0000 |  | General | 0 | 0 | Material | N | N | N | ""
12795 | 313802-0000 | Signal Horn HPT 110 VDC | Signal Horn HPT 110 VDC | 2025-11-26 07:28:38 | 0 | Unit | 979000 | 0000 | IDR | General | 0 | 0 | Material | N | N | N | ""
9473 | 111304-0000 | Sika Bone | Sika Bone | 2014-09-11 16:16:04 | 0 | Kg | 70000 | 0000 | IDR | General | 350000 | 11696 | Material | N | N | N | ""
11508 | 111547-0000 | Sika grout | Sika grout | 2019-09-17 14:09:38 | 0 | Zak | 77000 | 0000 | IDR | General | 0 | 0 | Material | N | N | N | ""
11622 | 211306-0000 | Sikagrout 215 | Sikagrout 215 | 2020-05-03 12:17:53 | 0 | Zak | 132432 | 0000 | IDR | General | 0 | 0 | Material | N | N | N | ""
11632 | 313513-0000 | Singgle jumper tension set for ACCC Lisbon 310 mm, suspension clamp, armor rods, w/o disk insulator | Single jumper tension set for ACCC Lisbon 310 mm, suspension clamp, armor rods, w/o disk insulator | 2020-07-22 15:47:15 | 0 | Set | 1731113 | 0000 | IDR | General | 0 | 0 | Material | N | N | N | ""
11629 | 313510-0000 | Singgle tenseion set for ACCC Lisbon 310 mm, deand end clamp, arching horn, w/o disk insulator | Single tenseion set for ACCC Lisbon 310 mm, head and end clamp, arching horn, w/o disk insulator | 2020-07-22 15:38:23 | 0 | Set | 9274688 | 0000 | IDR | General | 0 | 0 | Material | N | N | N | ""
11631 | 313512-0000 | Singgle tension inverted set for ACCC Lisbon 310 mm, dead end clamp, arching horn, w/o disk insulator | Single tension inverted set for ACCC Lisbon 310 mm, dead end clamp, arching horn, w/o disk insulator | 2020-07-22 15:44:51 | 0 | Set | 9433164 | 0000 | IDR | General | 0 | 0 | Material | N | N | N | ""
12591 | 313730-0000 | Single Grounding Clamp 150mm | Single Grounding Clamp 150mm | 2025-02-14 16:31:26 | 0 | Pcs | 90000 | 0000 | IDR | General | 0 | 0 | Material | N | N | N | ""
9929 | 313180-0000 | single Jumper Suspension String for Conductor 2xTACSR 410 UTS 210kN | single Jumper Suspension String for Conductor 2xTACSR 410 UTS 210kN | 2015-06-19 16:04:45 | 0 | Set | 1451000 | 0000 | IDR | General | 0 | 0 | Material | N | N | N | ""
11315 | 611122-0000 | Single Mesh Shock Joint 17-29 mm | Single Mesh Shock Joint 17-29 mm | 2019-03-25 09:44:55 | 0 | Pcs | 1350000 | 0000 | IDR | General | 0 | 0 | Material | N | N | N | ""
9662 | 313145-0000 | Single Phase Neutral CT for 150 kV side class X, 150-300/1A complete with clamps for restricted eart faulth protection suitable for mounting outdoor on Transformer tank can be put inside the 20 kV Neutral Resistor Cubicle. | Single Phase Neutral CT for 150 kV side class | 2015-02-02 17:52:00 | 0 | Unit | 86250000 | 0000 | IDR | General | 0 | 12502 | Material | N | N | N | ""
9664 | 313147-0000 | Single Phase Neutral CT for 70 kV side class 5P20, 600-300/1A complete with clamps for Neutral eart faulth protection suitable for mounting outdoor on Transformer tank can be put inside the 20 kV Neutral Resistor Cubicle | Single Phase Neutral CT for 70 kV side class 5P20, 600-300/1A complete with clamps for Neutral eart faulth protection suitable for mounting outdoor on Transformer tank can be put inside the 20 kV Neutral Resistor Cubicle | 2017-09-25 10:59:16 | 0 | Unit | 0 | 0000 | USD | General | 0 | 12502 | Material | N | N | N | ""
9663 | 313146-0000 | Single Phase Neutral CT for 70 kV side class X, 300-600/1A complete with clamps for restricted eart faulth protection suitable for mounting outdoor on Transformer tank. | Single Phase Neutral CT for 70 kV side class | 2015-02-02 17:53:10 | 0 | Unit | 0 | 0000 | USD | General | 0 | 12502 | Material | N | N | N | ""
12706 | 313759-0000 | Single Pole Switch | Single Pole Switch | 2025-08-15 18:35:13 | 0 | Pcs | 16000 | 0000 | IDR | General | 0 | 0 | Material | N | N | N | ""
11409 | 611154-0000 | single pump | single pump | 2019-07-15 16:47:38 | 0 | Set | 0 | 0000 |  | General | 0 | 0 | Material | N | N | N | ""
11210 | 211183-0000 | SINGLE SUSPENSION 1x300mm2, 16 mm COUPLE,W/ SUSP CLAMP,U-BOLT | SINGLE SUSPENSION 1x300mm2, 16 mm COUPLE,W/ SUSP CLAMP,U-BOLT | 2018-12-03 10:24:18 | 0 | Set | 0 | 0000 |  | General | 0 | 0 | Material | N | N | N | ""
11209 | 211182-0000 | SINGLE SUSPENSION 1x630mm2, 16 mm COUPLE,W/ SUSP CLAMP,U-BOLT | SINGLE SUSPENSION 1x630mm2, 16 mm COUPLE,W/ SUSP CLAMP,U-BOLT | 2018-12-03 10:23:00 | 0 | Set | 1584239 | 0000 | IDR | General | 0 | 0 | Material | N | N | N | ""
11208 | 211181-0000 | SINGLE SUSPENSION 2xAAC LUPINE,16 mm COUPLE,W/ SUSP CLAMP,U-BOLT | SINGLE SUSPENSION 2xAAC LUPINE,16 mm COUPLE,W/ SUSP CLAMP,U-BOLT | 2018-12-03 10:22:12 | 0 | Set | 2643075 | 0000 | IDR | General | 0 | 0 | Material | N | N | N | ""
10577 | 313275-0000 | Single suspension jumper insulator string set 120 kN with fog type | Single suspension jumper insulator string set 120 kN with fog type | 2017-03-27 18:44:09 | 0 | Set | 1081914 | 0000 | IDR | General | 0 | 0 | Material | N | N | N | ""
9608 | 313107-0000 | Single suspension jumper insulator string set 120kN min 4250mm creepage distance for HTLS Helsinki | Single suspension jumper insulator string set 120kN min 4250mm creepage distance for HTLS Helsinki | 2015-01-27 13:30:35 | 0 | Set | 1576250 | 0000 | IDR | General | 0 | 12510 | Material | N | N | N | ""
8553 | 313029-0000 | Single suspension string set 120 kN | Single suspension string set 120 kN | 2013-10-03 23:55:37 | 0 | Set | 0 | 0000 | IDR | General | 0 | 11132 | Material | N | N | N | ""
12322 | 313602-0000 | Single Suspension String Set 120 kN For Conductor 1 x ACSR 250mm2 | Single Suspension String Set 120 kN For Conductor 1 x ACSR 250mm2 | 2024-04-27 09:54:45 | 0 | Set | 1694057 | 0000 | IDR | General | 0 | 0 | Material | N | N | N | ""
12382 | 313628-0000 | Single suspension string set for 1xAAC Lupine 1267 Sqmm, 120kN, w/o insulator, envelope type | Single suspension string set for 1xAAC Lupine 1267 Sqmm, 120kN, w/o insulator, envelope type | 2024-05-23 09:13:58 | 0 | Set | 3013250 | 0000 | IDR | General | 0 | 0 | Material | N | N | N | ""
10915 | 211137-0000 | Single Suspension String Set for ACSR Hawk 240/40 sq.mm | Single Suspension String Set for ACSR Hawk 240/40 sq.mm | 2017-08-04 17:37:55 | 0 | Pcs | 1212236 | 0000 | IDR | General | 0 | 0 | Material | N | N | N | ""
11826 | 211335-0000 | Single Suspension Stringset for Conductor 2xTACSR 410 | Single Suspension Stringset for Conductor 2xTACSR 410 | 2021-09-01 08:21:32 | 0 | Set | 2025465 | 0000 | IDR | General | 0 | 0 | Material | N | N | N | ""
10875 | 313341-0000 | Single Suspention insulator | Single Suspension Insulator | 2017-08-04 11:16:31 | 0 | Pcs | 0 | 0000 |  | General | 0 | 0 | Material | N | N | N | ""
10872 | 313338-0000 | Single Suspention insulator set | Single Suspension insulator set | 2017-08-04 11:15:00 | 0 | Set | 2220413 | 0000 | IDR | General | 0 | 0 | Material | N | N | N | ""
11207 | 211180-0000 | SINGLE TENSION 1xAAC 300mm2,16 mm COUPLE,W/ CCDE,U-BOLT | SINGLE TENSION 1xAAC 300mm2.16 mm COUPLE,W/ CCDE,U-BOLT | 2018-12-03 10:21:22 | 0 | Set | 0 | 0000 |  | General | 0 | 0 | Material | N | N | N | ""
11206 | 211179-0000 | SINGLE TENSION 1xAAC 300mm2,16 mm COUPLE,W/ CCDE,U-BOLT,TURNBUCKLE | SINGLE TENSION 1xAAC 300mm2,16 mm COUPLE,W/ CCDE,U-BOLT,TURNBUCKLE | 2018-12-03 10:19:14 | 0 | Set | 0 | 0000 |  | General | 0 | 0 | Material | N | N | N | ""
11205 | 211178-0000 | SINGLE TENSION 1xAAC 630mm2,16 mm COUPLE,W/ CCDE,U-BOLT | SINGLE TENSION 1xAAC 630mm2.16 mm COUPLE,W/ CCDE,U-BOLT | 2018-12-03 10:18:07 | 0 | Set | 2742984 | 0000 | IDR | General | 0 | 0 | Material | N | N | N | ""
11204 | 211177-0000 | SINGLE TENSION 1xAAC 630mm2,16 mm COUPLE,W/ CCDE,U-BOLT,TURNBUCKLE | SINGLE TENSION 1xAAC 630mm2.16 mm COUPLE,W/ CCDE,U-BOLT,TURNBUCKLE | 2018-12-03 10:17:18 | 0 | Set | 3391551 | 0000 | IDR | General | 0 | 0 | Material | N | N | N | ""
11203 | 211176-0000 | SINGLE TENSION 2xAAC LUPINE,16 mm COUPLE,W/ CCDE,U-BOLT | SINGLE TENSION 2xAAC LUPINE,16 mm COUPLE,W/ CCDE,U-BOLT | 2018-12-03 10:16:27 | 0 | Set | 2329425 | 0000 | IDR | General | 0 | 0 | Material | N | N | N | ""
11202 | 211175-0000 | SINGLE TENSION 2xAAC LUPINE,16 mm COUPLE,W/ CCDE,U-BOLT,TURNBUCKLE | SINGLE TENSION 2xAAC LUPINE,16 mm COUPLE,W/ CCDE,U-BOLT,TURNBUCKLE | 2018-12-03 10:15:03 | 0 | Set | 0 | 0000 |  | General | 0 | 0 | Material | N | N | N | ""
12168 | 211440-0000 | Single Tension GSW 70mm2 | Single Tension GSW 70mm2 | 2022-10-06 17:09:49 | 0 | Set | 0 | 0000 |  | General | 0 | 0 | Material | N | N | N | ""
10578 | 313276-0000 | Single tension inverse insulator string set 120 kN with fog type | Single tension inverse insulator string set 120 kN with fog type | 2017-03-27 18:45:12 | 0 | Set | 3645059.21 | 0000 | IDR | General | 0 | 0 | Material | N | N | N | ""
9607 | 313106-0000 | Single tension inverse insulator string set 120kN min 4250mm creepage distance for HTLS 2x1000A (ACCC) | Single tension inverse insulator string set 120kN min 4250mm creepage distance for HTLS 2x1000A (ACCC) | 2015-01-27 13:29:54 | 0 | Set | 1354500 | 0000 | IDR | General | 0 | 12510 | Material | N | N | N | ""
11054 | 313399-0000 | Single tension inverse insulator string set 210 kN with fog type | Single tension inverse insulator string set 210 kN with fog type | 2018-03-09 10:30:19 | 0 | Set | 4271800 | 0000 | IDR | General | 0 | 0 | Material | N | N | N | ""
12326 | 313606-0000 | Single Tension Inverse String Set 120 kN For Conductor 1 x ACSR 250mm2 | Single Tension Inverse String Set 120 kN For Conductor 1 x ACSR 250mm2 | 2024-04-27 10:17:52 | 0 | Set | 1641663 | 0000 | IDR | General | 0 | 0 | Material | N | N | N | ""
12431 | 313651-0000 | Single Tension Inverse String Set 120 kN For Conductor 1 x ACSR 450mm2 | Single Tension Inverse String Set 120 kN For Conductor 1 x ACSR 450mm2 | 2024-08-19 10:10:55 | 0 | Set | 2036600 | 0000 | IDR | General | 0 | 0 | Material | N | N | N | ""
10814 | 313296-0000 | Single tension inverted set lengkap clamp, arching horn, untuk 1 x ACSR 240/40 mm | Single tension inverted complete set clamp, arching horn, for 1 x ACSR 240/40 mm | 2017-08-04 09:40:10 | 0 | Set | 3422160 | 0000 | IDR | General | 0 | 0 | Material | N | N | N | ""
8554 | 313030-0000 | Single Tension string set 120 kN | Single Tension string set 120 kN | 2013-10-07 09:34:16 | 0 | Set | 1277970 | 0000 | IDR | General | 113.58 | 11132 | Material | N | N | N | ""
12440 | 313653-0000 | Single Tension String Set 120 kN for 1 x AAC Lupine 1267 Sqmm | Single Tension String Set 120 kN for 1 x AAC Lupine 1267 Sqmm | 2024-08-28 19:39:09 | 0 | Set | 2329425 | 0000 | IDR | General | 0 | 0 | Material | N | N | N | ""
11042 | 313391-0000 | Single tension string set 120 kN with fog type | Single tension string set 120 kN with fog type | 2018-02-21 16:41:41 | 0 | Set | 3030100.55 | 0000 | IDR | General | 0 | 0 | Material | N | N | N | ""
12380 | 313626-0000 | Single tension string set for 1xAAC Lupine 1267 Sqmm, 120kN, w/o insulator, without turnbuckle, compression type | Single tension string set for 1xAAC Lupine 1267 Sqmm, 120kN, w/o insulator, without turnbuckle, compression type | 2024-05-23 09:04:36 | 0 | Set | 2329425 | 0000 | IDR | General | 0 | 0 | Material | N | N | N | ""
10917 | 211139-0000 | Single Tension String Set for ACSR Hawk 240/40 sq.mm | Single Tension String Set for ACSR Hawk 240/40 sq.mm | 2017-08-04 17:39:40 | 0 | Set | 1275113 | 0000 | IDR | General | 0 | 0 | Material | N | N | N | ""
11046 | 313395-0000 | Single Tension string single conduktor TAL 1000 complit with arching horn | Single Tension string single conductor TAL 1000 complete with arching horn | 2018-03-01 17:15:55 | 0 | Set | 126.5 | 0000 | USD | General | 0 | 13648 | Material | N | N | N | ""
11827 | 211336-0000 | Single Tension Stringset for Conductor 2xTACSR 410 | Single Tension Stringset for Conductor 2xTACSR 410 | 2021-09-01 08:22:16 | 0 | Set | 3306160 | 0000 | IDR | General | 0 | 0 | Material | N | N | N | ""
12351 | 323214-0000 | Sistem Test (uji energize, uji tak berbeban, dan berbeban) | Test System (energize test, no-load test, and loaded test) | 2024-05-16 15:54:12 | 0 | lot | 0 | 0000 |  | General | 0 | 0 | Material | N | N | N | ""
9308 | 521006-0000 | Sitac - Pembebasan Lahan | Sitac - Land Acquisition | 2014-06-09 11:50:37 | 0 | Pcs | 7058824 | 0000 | IDR | General | 0 | 11683 | Material | N | N | N | ""
10519 | 129183-0000 | Site Clearing | Site Clearing | 2017-02-16 14:24:27 | 0 | Ls | 150000 | 0000 | IDR | General | 0 | 0 | Material | N | N | N | ""
9691 | 129117-0000 | Site Clearing | Site Clearing | 2015-02-02 18:35:36 | 0 | M2 | 36458.34 | 0000 | IDR | General | 6250 | 12502 | Material | N | N | N | ""
8146 | 820002-0000 | Site Office Rent/Warehouse | Site Office Rent/Warehouse | 2013-07-04 10:37:05 | 0 | Ls | 1666666.67 | 0000 | IDR | General | 3000000 | 9982 | Material | N | N | N | ""
9584 | 820065-0000 | Site Office Utilities/Site Office Furniture | Site Office Utilities/Site Office Furniture | 2014-12-09 14:02:59 | 0 | Ls | 560542.34 | 0000 | IDR | General | 4655000 | 12200 | Material | N | N | N | ""
9471 | 424075-0000 | Site Preparation (Material and Services) | Site Preparation (Materials and Services) | 2014-09-11 16:13:00 | 0 | Ls | 5000000 | 0000 | IDR | General | 3210100 | 11696 | Material | N | N | N | ""
12356 | 820130-0000 | Site Storage | Site Storage | 2024-05-16 16:44:20 | 0 | M2 | 0 | 0000 |  | General | 0 | 0 | Material | N | N | N | ""
9425 | 521007-0000 | Site Survey (SITAC) | Site Survey (SITAC) | 2014-09-02 09:45:51 | 0 | Ls | 766366 | 0000 | IDR | General | 0 | 11694 | Material | N | N | N | ""
12394 | 313636-0000 | Skun 150 mm | Skun 150 mm | 2024-05-23 11:06:56 | 0 | Pcs | 21306.57 | 0000 | IDR | General | 0 | 0 | Material | N | N | N | ""
11542 | 211269-0000 | skun 50mm | 50mm skun | 2019-11-04 16:09:50 | 0 | Pcs | 8500 | 0000 | IDR | General | 0 | 0 | Material | N | N | N | ""
11548 | 211270-0000 | skun grounding | grounding skun | 2019-11-15 17:25:09 | 0 | Pcs | 22000 | 0000 | IDR | General | 0 | 0 | Material | N | N | N | ""
11589 | 211280-0000 | Skun Grounding AL 70 M 12 | Grounding Skun AL 70 M 12 | 2020-04-01 16:02:19 | 0 | Pcs | 12000 | 0000 | IDR | General | 0 | 0 | Material | N | N | N | ""
11318 | 313451-0000 | Skun Plat 2.5 mm | 2.5 mm Plate Skun | 2019-03-26 13:38:29 | 0 | Bks | 60000 | 0000 | IDR | General | 0 | 0 | Material | N | N | N | ""
11319 | 313452-0000 | Skun Plat 4 mm | 4 mm Plate Skun | 2019-03-26 13:57:13 | 0 | Bks | 70000 | 0000 | IDR | General | 0 | 0 | Material | N | N | N | ""
11320 | 313453-0000 | Skun Plat 6 mm | 6 mm Plate Skun | 2019-03-26 13:58:12 | 0 | Bks | 86000 | 0000 | IDR | General | 0 | 0 | Material | N | N | N | ""
11321 | 313454-0000 | Skun Ring 2.5 mm | Skun Ring 2.5 mm | 2019-03-26 13:59:11 | 0 | Bks | 43000 | 0000 | IDR | General | 0 | 0 | Material | N | N | N | ""
11322 | 313455-0000 | Skun Ring 4 mm | 4 mm Ring Skun | 2019-03-26 14:00:00 | 0 | Bks | 50000 | 0000 | IDR | General | 0 | 0 | Material | N | N | N | ""
11323 | 313456-0000 | Skun Ring 6 mm | 6 mm Ring Skun | 2019-03-26 14:00:40 | 0 | Bks | 51000 | 0000 | IDR | General | 0 | 0 | Material | N | N | N | ""
11906 | 211383-0000 | Sledge Hammer 10 LB | Sledge Hammer 10 LB | 2021-09-23 21:23:20 | 0 | Pcs | 267350 | 0000 | IDR | General | 0 | 0 | Material | N | N | N | ""
10482 | 610001-LKL0 | Sling 16 MM For Tower and Trafes | Sling 16 MM For Tower and Trafes | 2016-12-21 21:40:27 | 0 | Pcs | 0 | LKL0 |  | Lokal | 0 | 0 | Material | N | N | N | ""
11927 | 211397-0000 | Sling Endless Round | Endless Round Sling | 2021-10-13 16:40:33 | 0 | Pcs | 0 | 0000 |  | General | 0 | 0 | Material | N | N | N | ""
9697 | 111328-0000 | Slope protection (stone masonry) | Slope protection (stone masonry) | 2015-02-02 18:42:45 | 0 | M3 | 950000 | 0000 | IDR | General | 0 | 12502 | Material | N | N | N | ""
9312 | 611035-0000 | Smart Phone Lenovo | Lenovo Smartphone | 2014-06-11 13:45:10 | 0 | Pcs | 1256000 | 0000 | IDR | General | 2950000 | 11683 | Material | N | N | N | ""
9822 | 611040-0000 | Smartphone | Smartphone | 2015-02-24 13:43:31 | 0 | Pcs | 1799000 | 0000 | IDR | General | 2000000 | 12638 | Material | N | N | N | ""
12022 | 611281-0000 | Snatch Block Double 2 T | Snatch Block Double 2 T | 2022-01-09 12:25:48 | 0 | Pcs | 611351 | 0000 | IDR | General | 0 | 0 | Material | N | N | N | ""
12091 | 611298-0000 | Snatch Block Double 5 T | Snatch Block Double 5 T | 2022-04-18 08:56:18 | 0 | Pcs | 3500000 | 0000 | IDR | General | 0 | 0 | Material | N | N | N | ""
11400 | 611147-0000 | Snatch Block Single 1 T | Snatch Block Single 1 T | 2019-07-08 15:04:57 | 0 | Pcs | 160000 | 0000 | IDR | General | 0 | 0 | Material | N | N | N | ""
12021 | 611280-0000 | Snatch Block Single 2 T | Snatch Block Single 2 T | 2022-01-09 12:24:45 | 0 | Pcs | 418181.82 | 0000 | IDR | General | 0 | 0 | Material | N | N | N | ""
10476 | 610009-TSE0 | Snatch Block Single 3 T | Snatch Block Single 3 T | 2016-12-21 21:26:09 | 0 | Pcs | 727272.73 | TSE0 | IDR | TSE | 0 | 0 | Material | N | N | N | ""
11985 | 611253-0000 | Snatch Block Single 5 T | Snatch Block Single 5 T | 2021-12-07 13:14:25 | 0 | Unit | 0 | 0000 |  | General | 0 | 0 | Material | N | N | N | ""
7692 | 210023-CLIP | Sock pipa 20 mm | 20 mm pipe sock |  | 0 | Mtr | 100000 | Clips | IDR | "" | 0 | 0 | Material | N | N | N
10947 | 611114-0000 | Socket (Monitor X2, Controller X4, ECM X4 & Dioda ) | Socket (Monitor X2, Controller X4, ECM X4 & Diode) | 2017-09-11 16:56:02 | 0 | Set | 6500000 | 0000 | IDR | General | 0 | 0 | Material | N | N | N | ""
12485 | 313671-0000 | Socket 1P N 16 A | Socket 1P N 16 A | 2024-11-07 14:25:32 | 0 | Unit | 0 | 0000 |  | General | 0 | 0 | Material | N | N | N | ""
12500 | 313686-0000 | Socket 1P N 16A | Socket 1P N 16A | 2024-11-07 15:24:51 | 0 | Unit | 250235 | 0000 | IDR | General | 0 | 0 | Material | N | N | N | ""
10433 | 211113-0000 | Socket Clevis | Socket Clevis | 2016-11-29 09:32:40 | 0 | Pcs | 457500 | 0000 | IDR | General | 0 | 0 | Material | N | N | N | ""
12120 | 211425-0000 | Socket Eye | Socket Eye | 2022-07-08 14:49:04 | 0 | Pcs | 8.55 | 0000 | USD | General | 0 | 0 | Material | N | N | N | ""
10283 | 413184-0000 | Socket HDPE | HDPE Socket | 2016-08-24 11:06:10 | 0 | Pcs | 85000 | 0000 | IDR | General | 35000 | 13139 | Material | N | N | N | ""
12499 | 313685-0000 | Socket Plug 3P N PE 16A | Socket Plug 3P N PE 16A | 2024-11-07 15:24:07 | 0 | Unit | 690000 | 0000 | IDR | General | 0 | 0 | Material | N | N | N | ""
11696 | 310001-OMRN | socket relay/timer 10 A 8 pin | 10 A 8 pin relay/timer socket | 2020-11-05 15:19:00 | 0 | Pcs | 34000 | OMRN | IDR | Omron | 0 | 0 | Material | N | N | N | ""
11697 | 310002-OMRN | socket relay/timer 7 A 8 pin | 7 A 8 pin relay/timer socket | 2020-11-05 15:21:12 | 0 | Pcs | 74000 | OMRN | IDR | Omron | 0 | 0 | Material | N | N | N | ""
8710 | 313037-0000 | Soen Vynil 25mm | 25mm Vinyl Film | 2013-10-23 10:08:11 | 0 | Pcs | 5000 | 0000 | IDR | General | 5000 | 11366 | Material | N | N | N | ""
11128 | 129348-0000 | Soil Boring Diameter 40 cm | Soil Boring Diameter 40 cm | 2018-06-07 10:38:58 | 0 | Mtr | 0 | 0000 |  | General | 0 | 0 | Material | N | N | N | ""
11129 | 129349-0000 | Soil Boring Diameter 60 cm | Soil Boring Diameter 60 cm | 2018-06-07 10:40:43 | 0 | Mtr | 0 | 0000 |  | General | 0 | 0 | Material | N | N | N | ""
8563 | 129022-0000 | Soil investigation (sondir) in tower location | Soil investigation (sondir) in tower location | 2013-10-04 00:10:42 | 0 | ea | 2500000 | 0000 | IDR | General | 0 | 11132 | Material | N | N | N | ""
8595 | 129026-0000 | Soil Investigation Test and Report by Dynamic Cone Penetrometer Test (Sondir) | Soil Investigation Test and Report by Dynamic Cone Penetrometer Test (Sondir) | 2013-10-04 08:17:46 | 0 | ea | 1000000 | 0000 | IDR | General | 1500000 | 11132 | Material | N | N | N | ""
8562 | 129021-0000 | Soil Investigation Test and Report by Soil Borings, Undistrub Sampling and Laboratory Test | Soil Investigation Test and Report by Soil Borings, Undisstrub Sampling and Laboratory Test | 2013-10-04 00:08:14 | 0 | ea | 35000000 | 0000 | IDR | General | 0 | 11132 | Material | N | N | N | ""
9709 | 111338-0000 | Soil test (SPT,DCPT, Coredrilling, Test Lab) and report | Soil test (SPT, DCPT, Coredrilling, Test Lab) and report | 2015-02-02 18:57:12 | 0 | Set | 250000 | 0000 | IDR | General | 250000 | 12502 | Material | N | N | N | ""
9708 | 129121-0000 | Soil test investigation for switchyard SPT, DCPT, Core Drilling and Test Lab | Soil test investigation for switchyard SPT, DCPT, Core Drilling and Test Lab | 2015-02-02 18:55:38 | 0 | Ls | 900000 | 0000 | IDR | General | 0 | 12502 | Material | N | N | N | ""
9077 | 710003-0000 | Solar (BBM) | Diesel (fuel) | 2014-03-07 10:20:15 | 0 | Ltr | 13900 | 0000 | IDR | General | 0 | 11793 | Material | N | N | N | ""
9894 | 129128-0000 | Sorting Tower Material | Sorting Tower Material | 2016-09-15 17:16:29 | 0 | Kg | 100 | 0000 | IDR | General | 0 | 13123 | Material | N | N | N | ""
12222 | 111647-0000 | Spacer Decking HDPC | HDPC Decking Spacer | 2023-03-25 16:05:55 | 0 | Pcs | 1785.71 | 0000 | IDR | General | 0 | 0 | Material | N | N | N | ""
11301 | 313449-0000 | Spacer for 2xAAAC 630SQmm | Spacer for 2xAAAC 630SQmm | 2019-02-12 18:44:51 | 0 | Pcs | 11.41 | 0000 | USD | General | 0 | 14049 | Material | N | N | N | ""
11383 | 313476-0000 | Spacer for 2xAAAC 630SQmm,cc 200 | Spacer for 2xAAAC 630SQmm,cc 200 | 2019-04-30 17:46:18 | 0 | Pcs | 13072 | 0000 | KRW | General | 0 | 1237 | Material | N | N | N | ""
11285 | 211235-0000 | Spacer for 2xAAC Lupine 1267SQmm, cc 200 | Spacer for 2xAAC Lupine 1267SQmm, cc 200 | 2019-02-11 14:54:49 | 0 | Pcs | 367200 | 0000 | IDR | General | 0 | 0 | Material | N | N | N | ""
12840 | 313838-0000 | Spacer for TAL 660 sqmm | Spacer for TAL 660 sqmm | 2025-12-07 13:11:10 | 0 | Pcs | 296550 | 0000 | IDR | General | 0 | 0 | Material | N | N | N | ""
10988 | 313377-0000 | Spacer for TAL 660 SQmm to TAL 660SQmm | Spacer for TAL 660 SQmm to TAL 660SQmm | 2017-09-26 11:59:13 | 0 | Pcs | 10.94 | 0000 | USD | General | 0 | 13226 | Material | N | N | N | ""
12363 | 313624-0000 | Spacer For TAL 850mm2 | Spacer For TAL 850mm2 | 2024-05-17 21:56:32 | 0 | Pcs | 322650 | 0000 | IDR | General | 0 | 0 | Material | N | N | N | ""
11466 | 611158-0000 | Span Skur | Span Skur | 2019-08-21 20:50:49 | 0 | Pcs | 98000 | 0000 | IDR | General | 0 | 0 | Material | N | N | N | ""
9808 | 413132-0000 | Span Wartel M10 | Span Wartel M10 | 2015-02-14 12:51:39 | 0 | Pcs | 0 | 0000 | IDR | General | 0 | 12502 | Material | N | N | N | ""
8697 | 413047-0000 | Span Wartel M12 | Span Wartel M12 | 2013-10-17 09:44:09 | 0 | ea | 45000 | 0000 | IDR | General | 0 | 11366 | Material | N | N | N | ""
10060 | 413154-0000 | Span Wartel M16 | Span Wartel M16 | 2015-11-19 12:10:22 | 0 | Pcs | 19000 | 0000 | IDR | General | 0 | 0 | Material | N | N | N | ""
11006 | 413198-0000 | Span Wartel M20 | Span Wartel M20 | 2017-10-18 10:48:36 | 0 | Pcs | 40000 | 0000 | IDR | General | 0 | 40000 | Material | N | N | N | ""
8696 | 413046-0000 | Span wartel M6 | M6 telephone booth span | 2016-08-24 11:13:45 | 0 | ea | 0 | 0000 | IDR | General | 6000 | 13139 | Material | N | N | N | ""
8709 | 413050-0000 | Span Wartel M8 | Span Wartel M8 | 2013-10-22 14:36:58 | 0 | ea | 7500 | 0000 | IDR | General | 0 | 11366 | Material | N | N | N | ""
11699 | 211320-0000 | Spandek | spandex | 2020-11-20 13:17:08 | 0 | Lbr | 126126.13 | 0000 | IDR | General | 0 | 0 | Material | N | N | N | ""
9234 | 111285-0000 | Spanduk 1mX4m | 1mX4m Banner | 2014-05-16 10:47:34 | 0 | Pcs | 190000 | 0000 | IDR | General | 190000 | 11558 | Material | N | N | N | ""
12639 | 313741-0000 | Spare Capacitor For 25 MVAR Bank | Spare Capacitor For 25 MVAR Bank | 2025-05-20 16:14:43 | 0 | Unit | 0 | 0000 |  | General | 0 | 0 | Material | N | N | N | ""
8549 | 313025-0000 | Spiral Vibration Damper | Spiral Vibration Damper | 2016-05-04 10:52:56 | 0 | Pcs | 103765 | 0000 | IDR | General | 0 | 11132 | Material | N | N | N | ""
10193 | 313229-0000 | Spiral Vibration Damper | Spiral Vibration Damper | 2016-05-18 13:14:53 | 0 | Pcs | 0 | 0000 |  | General | 0 | 13312 | Material | N | N | N | ""
12196 | 820116-0000 | Spirometri | Spirometry | 2023-03-15 19:18:52 | 0 | ea | 98035.22 | 0000 | IDR | General | 0 | 0 | Material | N | N | N | ""
7704 | 210035-0000 | Splice assembly (PLN conductor accessories) | Splice assembly (PLN conductor accessories) |  | 0 | Set | 0 | Gener | "" | "" | 0 | 0 | Material | N | N | N
8143 | 411014-0000 | Splice Sleeve | Splice Sleeve |  | 0 | Core | 0 | 0000 |  |  | 0 | 0 |  | N | N | N
8768 | 611017-0000 | Splicer | Splicer | 2013-11-18 16:06:19 | 0 | Pcs | 75000 | 0000 | IDR | General | 23000000 | 11116 | Material | N | N | N | ""
9879 | 424101-0000 | Splicing FO per Splitetter (2 splicing dan 12 splicing per OTB 12 ) | FO splicing per Splitetter (2 splicing and 12 splicing per OTB 12 ) | 2015-04-22 11:03:10 | 0 | Core | 35000 | 0000 | IDR | General | 0 | 0 | Material | N | N | N | ""
10617 | 610001-DOFG | Splicing sleeve protector, J500B, PN17204 | Splicing sleeve protector, J500B, PN17204 | 2017-12-07 11:20:18 | 0 | Pcs | 800 | DOFG | IDR | Dongfang | 800 | 13518 | Material | N | N | N | ""
11195 | 111493-0000 | split | split | 2018-11-12 15:37:24 | 0 | Ton | 270000 | 0000 | IDR | General | 0 | 0 | Material | N | N | N | ""
7390 | 410055-LEON | Splitter 2 Way | 2-Way Splitter |  | 0 | Pcs | 230000 | Leoni | IDR |  | 25 | 0 |  | N | N | N
7391 | 410055-PACI | Splitter 2 Way | 2-Way Splitter | 2016-02-25 10:11:39 | 0 | Pcs | 25 | Pacif | USD |  | 25 | 13475 |  | N | N | N
7392 | 410056-LEON | Splitter 3 Way | 3 Way Splitter | 2015-06-01 14:59:09 | 0 | Pcs | 280000 | Leoni | IDR |  | 44 | 13147 |  | N | N | N
7393 | 410056-RSBG | Splitter 3 Way | 3 Way Splitter |  | 0 | Pcs | 0 | Rosen |  |  | 0 | 0 |  | N | N | N
7394 | 410056-ENRS | Splitter 3 Way | 3 Way Splitter |  | 0 | Pcs | 0 | Eners |  |  | 0 | 0 |  | N | N | N
7395 | 410056-PACI | Splitter 3 Way | 3 Way Splitter | 2016-02-25 10:09:28 | 0 | Pcs | 444866.4 | Pacif | IDR |  | 445000 | 13475 |  | N | N | Y
9421 | 413085-0000 | Splitter 4 Way | 4 Way Splitter | 2014-08-29 13:21:49 | 0 | Pcs | 40 | 0000 | USD | General | 40 | 11684 | Material | N | N | N | ""
7396 | 410057-ANDR | Splitter 4 Way | 4 Way Splitter |  | 0 | Pcs | 0 | Andre |  |  | 0 | 0 |  | N | N | N
7397 | 410057-LEON | Splitter 4 Way | 4 Way Splitter |  | 0 | Pcs | 330000 | Leoni | IDR |  | 40 | 0 |  | N | N | N
7398 | 410057-RSBG | Splitter 4 Way | 4 Way Splitter |  | 0 | Pcs | 0 | Rosen |  |  | 0 | 0 |  | N | N | N
7399 | 410057-ENRS | Splitter 4 Way | 4 Way Splitter |  | 0 | Pcs | 0 | Eners |  |  | 0 | 0 |  | N | N | N
10620 | 313284-0000 | Splitzen 3/4 inch x 60 cm (1 set complete) | Splitzen 3/4 inch x 60 cm (1 complete set) | 2017-07-10 11:17:24 | 0 | Set | 200000 | 0000 | IDR | General | 135000 | 13330 | Material | N | N | N | ""
7657 | 310051-0000 | Splitzen 5/8 600mm | Splitzen 5/8 600mm | 2017-04-12 16:51:31 | 0 | Pcs | 130000 | Gener | IDR | "" | 130000 | 13325 | Material | N | N | N
7658 | 310052-0000 | Splitzen kecil | Small Splitzen | 2016-02-26 10:26:56 | 0 | Pcs | 0 | Gener | "" | "" | 60000 | 13475 | Material | N | N | N
10646 | 111413-0000 | spray | spray | 2017-06-16 14:29:39 | 0 | Pcs | 25000 | 0000 | IDR | General | 0 | 0 | Material | N | N | N | ""
11024 | 810044-0000 | Sprei kasur 90 x 200 | 90 x 200 bed sheet | 2017-10-31 15:20:31 | 0 | Pcs | 0 | 0000 |  | General | 0 | 0 | Material | Y | N | N | ""
7711 | 210042-0000 | Spring Controller | Spring Controller |  | 0 | Pcs | 0 | Gener | "" | "" | 0 | 0 | Material | N | N | N
11775 | 111600-0000 | Spring Washer Angkur / Anchor 2 1/4 inch | Spring Washer Anchor 2 1/4 inch | 2021-03-02 21:20:51 | 0 | Pcs | 0 | 0000 |  | General | 0 | 0 | Material | N | N | N | ""
12642 | 323236-0000 | Stability Test for Buspro | Stability Test for Buspro | 2025-05-21 22:52:19 | 0 | bay | 9470000 | 0000 | IDR | General | 0 | 0 | Material | N | N | N | ""
11198 | 611117-0000 | stabilizer 3000 Volt | 3000 Volt stabilizer | 2018-11-22 10:59:27 | 0 | Pcs | 0 | 0000 |  | General | 0 | 0 | Material | N | N | N | ""
9863 | 820072-0000 | Staff Amenities | Staff Amenities | 2015-03-25 14:15:46 | 0 | Ls | 0 | 0000 |  | General | 0 | 0 | Material | N | N | N | ""
9528 | 820063-0000 | Staff Welfare | Staff Welfare | 2014-10-30 14:22:45 | 0 | Ls | 0 | 0000 | IDR | General | 0 | 12168 | Material | N | N | N | ""
8704 | 211028-0000 | Stainless Band | Stainless Band | 2013-10-21 17:41:03 | 0 | Rol | 120000 | 0000 | IDR | General | 265833.33 | 11366 | Material | N | N | N | ""
9213 | 413061-0000 | Stainless Steel | Stainless Steel | 2014-05-06 09:43:53 | 0 | Mtr | 0 | 0000 | IDR | General | 0 | 11579 | Material | N | N | N | ""
8372 | 211018-0000 | Stainless stell tape | Stainless steel tape | 2013-08-20 10:08:49 | 0 | Mtr | 0 | 0000 | IDR | General | 0 | 10301 | Material | N | N | N | ""
12270 | 611328-0000 | Stair Guardrail UAG (B) | Stair Guardrail UAG (B) | 2023-06-03 18:00:28 | 0 | Pc/Month | 24300 | 0000 | IDR | General | 0 | 0 | Material | N | N | N | ""
12269 | 611327-0000 | Staircase UAS 75 x 250/200 | Staircase UAS 75 x 250/200 | 2023-06-03 17:57:40 | 0 | Pc/Month | 150300 | 0000 | IDR | General | 0 | 0 | Material | N | N | N | ""
12509 | 810122-0000 | Stamp Duty | Stamp Duty | 2024-11-29 19:23:38 | 0 | Pcs | 10000 | 0000 | IDR | General | 0 | 0 | Material | N | N | N | ""
9157 | 611024-0000 | Stamper, Tools Set | Stamper, Tools Set | 2014-04-22 14:13:17 | 0 | Pcs | 300000 | 0000 | IDR | General | 0 | 0 | Material | N | N | N | ""
9291 | 413066-0000 | Stand Temberang Tarik | Stand Temberang Tarik | 2014-06-05 11:16:50 | 0 | Pcs | 0 | 0000 | IDR | General | 0 | 11513 | Material | N | N | N | ""
10474 | 610008-TSE0 | Standard Reel D 1400 Mm | Standard Reel D 1400 Mm | 2016-12-23 07:38:41 | 0 | Pcs | 0 | TSE0 |  | TSE | 0 | 13355 | Material | N | N | N | ""
12216 | 129449-0000 | Standard UVR 100 Rent | Standard UVR 100 Rent | 2023-03-21 10:00:58 | 0 | Pc/Month | 9600 | 0000 | IDR | General | 0 | 0 | Material | N | N | N | ""
12272 | 611330-0000 | Standard UVR 200 | Standard UVR 200 | 2023-06-03 18:03:35 | 0 | Pc/Month | 28800 | 0000 | IDR | General | 0 | 0 | Material | N | N | N | ""
12207 | 129440-0000 | Standart UVR 150 Rent | Standard UVR 150 Rent | 2023-03-21 09:51:39 | 0 | Pcs/Month | 14400 | 0000 | IDR | General | 0 | 0 | Material | N | N | N | ""
11859 | 611205-0000 | Stang Bor dia. 73 draad Cubing | Handlebar Drill him. 73 draad Cubing | 2021-09-19 15:29:38 | 0 | Mtr | 789555.56 | 0000 | IDR | General | 0 | 0 | Material | N | N | N | ""
8151 | 810002-0000 | Stationary & Printing | Stationery & Printing | 2013-07-04 10:41:52 | 0 | Ls | 2921500 | 0000 | IDR | General | 1700000 | 9982 | Material | N | N | N | ""
10582 | 313279-0000 | Steel Beam Gantry | Steel Beam Gantry | 2017-03-27 18:51:25 | 0 | Set | 0 | 0000 |  | General | 0 | 0 | Material | N | N | N | ""
8324 | 311007-0000 | Steel Grounding Rod 1/2 Inchi | Steel Grounding Rod 1/2 Inch | 2013-08-01 11:19:25 | 0 | Mtr | 0 | 0000 | IDR | General | 0 | 10101 | Material | N | N | N | ""
8323 | 311006-0000 | Steel Grounding Rod 7/8 Inchi | Steel Grounding Rod 7/8 Inch | 2013-08-01 11:18:46 | 0 | Mtr | 1675000 | 0000 | IDR | General | 0 | 10101 | Material | N | N | N | ""
9236 | 111287-0000 | Steel Plank 20cmX30cm | Steel Plank 20cmX30cm | 2014-05-16 10:54:31 | 0 | Pcs | 45600 | 0000 | IDR | General | 45600 | 11558 | Material | N | N | N | ""
9235 | 111286-0000 | Steel Plank 20cmX40cm | Steel Plank 20cmX40cm | 2014-05-16 10:53:49 | 0 | Pcs | 60800 | 0000 | IDR | General | 60800 | 11558 | Material | N | N | N | ""
9239 | 111290-0000 | Steel Plank 20cmX60cm | Steel Plank 20cmX60cm | 2014-05-16 10:56:42 | 0 | Pcs | 58000 | 0000 | IDR | General | 91200 | 11558 | Material | N | N | N | ""
9237 | 111288-0000 | Steel Plank 30cmX60cm | Steel Plank 30cmX60cm | 2014-05-16 10:55:10 | 0 | Pcs | 137750 | 0000 | IDR | General | 137750 | 11558 | Material | N | N | N | ""
9238 | 111289-0000 | Steel Plank Bulat dia. 60cm | Round Steel Plank dia. 60cm | 2014-05-16 10:56:05 | 0 | Pcs | 209000 | 0000 | IDR | General | 209000 | 11558 | Material | N | N | N | ""
10583 | 313280-0000 | Steel Post Gantry | Steel Post Gantry | 2017-03-27 18:52:15 | 0 | Set | 0 | 0000 |  | General | 0 | 0 | Material | N | N | N | ""
8725 | 211035-0000 | Steel strap | Steel strap | 2013-10-28 18:17:24 | 0 | Unit | 600000 | 0000 | IDR | General | 600000 | 11099 | Material | N | N | N | ""
10739 | 221042-0000 | STEEL STRUCTURE/GANTRY, CONDUCTOR, STRING | STEEL STRUCTURE/GANTRY, CONDUCTOR, STRING | 2017-08-03 18:56:09 | 0 | Kg | 1300 | 0000 | IDR | General | 0 | 0 | Material | N | N | N | ""
10861 | 313327-0000 | STEEL STRUCTURE/GANTRY, CONDUCTOR, STRING INSULATOR, GSW & ACC, HV CONNECTOR, GROUNDING AND LIGHTING SYSTEM | STEEL STRUCTURE/GANTRY, CONDUCTOR, STRING INSULATOR, GSW & ACC, HV CONNECTOR, GROUNDING AND LIGHTING SYSTEM | 2017-08-04 11:06:40 | 0 | Kg | 21800 | 0000 | IDR | General | 0 | 0 | Material | N | N | N | ""
10114 | 211096-0000 | Steel Support Apparatus | Steel Support Apparatus | 2016-01-04 09:17:11 | 0 | Kg | 23500 | 0000 | IDR | General | 0 | 0 | Material | N | N | N | ""
9851 | 211084-0000 | Steel Support CT 150 kV | Steel Support CT 150 kV | 2015-03-13 16:20:35 | 0 | Unit | 1400 | 0000 | IDR | General | 2302245 | 0 | Material | N | N | N | ""
9855 | 211088-0000 | Steel Support CT 70 kV | Steel Support CT 70 kV | 2015-03-13 16:25:37 | 0 | Unit | 1400 | 0000 | IDR | General | 2302245 | 0 | Material | N | N | N | ""
9852 | 211085-0000 | Steel Support CVT 150 kV | Steel Support CVT 150 kV | 2015-03-13 16:21:37 | 0 | Unit | 1400 | 0000 | IDR | General | 2583405 | 0 | Material | N | N | N | ""
9856 | 211089-0000 | Steel Support CVT 70 kV | Steel Support CVT 70 kV | 2015-03-13 16:26:57 | 0 | Unit | 1400 | 0000 | IDR | General | 2583405 | 0 | Material | N | N | N | ""
9849 | 211082-0000 | Steel Support DS 150 kV | Steel Support DS 150 kV | 2015-03-13 16:17:56 | 0 | Unit | 1400 | 0000 | IDR | General | 11175450 | 0 | Material | N | N | N | ""
9854 | 211087-0000 | Steel Support DS 70 kV | Steel Support DS 70 kV | 2015-03-13 16:24:27 | 0 | Set | 1400 | 0000 | IDR | General | 11175450 | 0 | Material | N | N | N | ""
9850 | 211083-0000 | Steel Support DS/E 150 kV | Steel Support DS/E 150 kV | 2015-03-13 16:19:39 | 0 | Set | 1650000 | 0000 | IDR | General | 11175450 | 0 | Material | N | N | N | ""
9853 | 211086-0000 | Steel Support LA 150 kV | Steel Support LA 150 kV | 2015-03-13 16:22:31 | 0 | Unit | 750000 | 0000 | IDR | General | 2372370 | 0 | Material | N | N | N | ""
9857 | 211090-0000 | Steel Support LA 70 kV | Steel Support LA 70 kV | 2015-03-13 16:27:53 | 0 | Unit | 1400 | 0000 | IDR | General | 2372370 | 0 | Material | N | N | N | ""
10936 | 211140-0000 | Steel Support Line Trap | Steel Support Line Trap | 2017-08-30 14:21:24 | 0 | Unit | 5108100 | 0000 | IDR | General | 0 | 0 | Material | N | N | N | ""
12005 | 611272-0000 | Steel Support Pipa | Steel Pipe Support | 2021-12-30 15:55:53 | 0 | Pcs | 1216800 | 0000 | IDR | General | 0 | 0 | Material | N | N | N | ""
11349 | 129356-0000 | Step Bolt M16 x 160 | Step Bolt M16 x 160 | 2019-04-15 10:17:22 | 0 | Pcs | 11650 | 0000 | IDR | General | 0 | 0 | Material | N | N | N | ""
11378 | 129366-0000 | Step Bolt M16 x 180 | Step Bolt M16 x 180 | 2019-04-23 14:50:02 | 0 | Pcs | 18714 | 0000 | IDR | General | 0 | 0 | Material | N | N | N | ""
11468 | 211267-0000 | stick Grounding | grounding stick | 2019-08-21 20:53:51 | 0 | btg | 300000 | 0000 | IDR | General | 0 | 0 | Material | N | N | N | ""
11930 | 211400-0000 | stick rod 1 inch | 1 inch stick rod | 2021-10-13 17:04:33 | 0 | Pcs | 1100000 | 0000 | IDR | General | 0 | 0 | Material | N | N | N | ""
11945 | 611233-0000 | Stick Rod 1 inch 3 ft | Stick Rod 1 inch 3 ft | 2021-10-15 18:46:57 | 0 | Pcs | 23.47 | 0000 | USD | General | 0 | 0 | Material | N | N | N | ""
11931 | 211401-0000 | stick rod 1 inch 7 ft | stick rod 1 inch 7 ft | 2021-10-13 17:10:07 | 0 | Set | 45.65 | 0000 | USD | General | 0 | 0 | Material | N | N | N | ""
9446 | 313093-0000 | Stick Rod 5/8 Inchi 2m | Stick Rod 5/8 Inch 2m | 2016-11-09 11:48:59 | 0 | Pcs | 290000 | 0000 | IDR | General | 250000 | 11694 | Material | N | N | N | ""
8379 | 311008-0000 | Stick Rod 5/8 Inchi 3m | Stick Rod 5/8 Inch 3m | 2013-08-20 11:00:04 | 0 | btg | 850000 | 0000 | IDR | General | 260000 | 10301 | Material | N | N | N | ""
11547 | 313501-0000 | stick rod 5/8 inchi panjang 4 m | stick rod 5/8 inch long 4 m | 2019-11-15 17:23:55 | 0 | Pcs | 980000 | 0000 | IDR | General | 0 | 0 | Material | N | N | N | ""
9423 | 413087-0000 | Sticker Operator for Antena/ Splitter/ Coupler | Operator Sticker for Antenna/ Splitter/ Coupler | 2015-06-01 14:52:58 | 0 | Pcs | 0 | 0000 | IDR | General | 500 | 13147 | Material | N | N | N | ""
9424 | 413088-0000 | Sticker Operator for Feeder | Operator Sticker for Feeder | 2015-06-01 14:53:44 | 0 | Pcs | 0 | 0000 | IDR | General | 500 | 13147 | Material | N | N | N | ""
11213 | 810065-0000 | sticker sandblast pintu kaca | glass door sandblast sticker | 2018-12-04 11:10:11 | 0 | Ls | 5067870 | 0000 | IDR | General | 0 | 0 | Material | N | N | N | ""
11224 | 810075-0000 | Sticker Transparan | Transparent Sticker | 2018-12-11 14:15:50 | 0 | Pcs | 25000 | 0000 | IDR | General | 0 | 0 | Material | N | N | N | ""
11741 | 313533-0000 | Stop Kontak Listrik | Electrical Socket | 2021-01-25 15:19:36 | 0 | Pcs | 15000 | 0000 | IDR | General | 0 | 0 | Material | N | N | N | ""
8371 | 211017-0000 | Stopping buckle | Stopping buckle | 2013-08-20 10:06:58 | 0 | Pcs | 700 | 0000 | IDR | General | 700 | 10301 | Material | N | N | N | ""
11041 | 313390-0000 | Storage | Storage | 2018-02-13 20:05:22 | 0 | Ls | 600000 | 0000 | IDR | General | 0 | 13440 | Material | N | N | N | ""
11628 | 310001-BELD | STP Cable 1 pair merk Belden | STP Cable 1 pair Belden brand | 2020-07-17 21:45:47 | 0 | Box | 1970000 | BELD | IDR | BELDEN | 0 | 0 | Material | N | N | N | ""
12441 | 313654-0000 | Straight clamp Connector 2 x AAC Lupine 1267 Sqmm to Stud dia.60 mm | Straight clamp Connector 2 x AAC Lupine 1267 Sqmm to Stud dia.60 mm | 2024-08-28 19:42:48 | 0 | Set | 0 | 0000 |  | General | 0 | 0 | Material | N | N | N | ""
12859 | 313854-0000 | Straight clamp Connector 2 x TAL 660 Sqmm to Plat 20x150x150 mm | Straight clamp Connector 2 x TAL 660 Sqmm to Plate 20x150x150 mm | 2025-12-30 11:13:04 | 0 | Pcs | 998100 | 0000 | IDR | General | 0 | 0 | Material | N | N | N | ""
12860 | 313855-0000 | Straight clamp Connector 2 x TAL 850 Sqmm to Plat 20x150x150 mm | Straight clamp Connector 2 x TAL 850 Sqmm to Plate 20x150x150 mm | 2025-12-30 11:14:00 | 0 | Pcs | 1080900 | 0000 | IDR | General | 0 | 0 | Material | N | N | N | ""
10411 | 313257-0000 | Straight clamp to Hall 850 mm for line trap | Straight clamp to Hall 850 mm for line trap | 2016-11-18 10:38:40 | 0 | Pcs | 720000 | 0000 | IDR | General | 0 | 0 | Material | N | N | N | ""
10050 | 313195-0000 | Straight terminal conector for CB. TAL 850 sqm to 8-dia. 14 holes flat, cc 50 | Straight terminal connector for CB. TAL 850 sqm to 8-dia. 14 holes flat, cc 50 | 2015-11-19 11:09:54 | 0 | Pcs | 46.1 | 0000 | USD | General | 0 | 13648 | Material | N | N | N | ""
10052 | 313197-0000 | Straight terminal conector for CT. TAL 850 sqm to stud dia. 50x120mm | Straight terminal connector for CT. TAL 850 sqm to stud dia. 50x120mm | 2015-11-19 11:12:35 | 0 | Pcs | 55.51 | 0000 | USD | General | 0 | 13648 | Material | N | N | N | ""
10049 | 313194-0000 | Straight terminal conector for DS. TAL 850 sqm to stud dia. 50x120mm, tin plated | Straight terminal connector for DS. TAL 850 sqm to stud dia. 50x120mm, tin plated | 2015-11-19 11:08:30 | 0 | Pcs | 66.02 | 0000 | USD | General | 0 | 13648 | Material | N | N | N | ""
11243 | 211194-0000 | Straight terminal connector 1xAAAC 630 mm2 | Straight terminal connector 1xAAAC 630 mm2 | 2019-01-24 16:46:27 | 0 | Pcs | 0 | 0000 |  | General | 0 | 14188 | Material | N | N | N | ""
12386 | 313632-0000 | Straight terminal connector for 1 x AAC1267sqmm to 9-dia 14 holes flat, cc 50, pad 20x150x150 | Straight terminal connector for 1 x AAC1267sqmm to 9-dia 14 holes flat, cc 50, pad 20x150x150 | 2024-05-23 09:35:08 | 0 | Pcs | 843200 | 0000 | IDR | General | 0 | 0 | Material | N | N | N | ""
12426 | 313650-0000 | Straight terminal connector for 1 x TAL850 Sqmm to 9-dia 14 holes flat, cc 50, pad 20x150x150 | Straight terminal connector for 1 x TAL850 Sqmm to 9-dia 14 holes flat, cc 50, pad 20x150x150 | 2024-07-30 22:56:59 | 0 | Pcs | 932216 | 0000 | IDR | General | 0 | 0 | Material | N | N | N | ""
11247 | 211197-0000 | Straight terminal connector for 1xAAAC 300SQmm to 4-D 14.0 holes flat | Straight terminal connector for 1xAAAC 300SQmm to 4-D 14.0 holes flat | 2019-02-11 13:43:12 | 0 | Pcs | 20.43 | 0000 | USD | General | 0 | 14049 | Material | N | N | N | ""
11254 | 211204-0000 | Straight terminal connector for 1xAAAC 300SQmm to 4-D 14.5 holes flat | Straight terminal connector for 1xAAAC 300SQmm to 4-D 14.5 holes flat | 2019-02-11 13:52:58 | 0 | Pcs | 20.43 | 0000 | USD | General | 0 | 14049 | Material | N | N | N | ""
11260 | 211210-0000 | Straight terminal connector for 1xAAAC 300SQmm to 8-D 14.0 holes flat | Straight terminal connector for 1xAAAC 300SQmm to 8-D 14.0 holes flat | 2019-02-11 14:02:28 | 0 | Pcs | 23.67 | 0000 | USD | General | 0 | 14049 | Material | N | N | N | ""
11265 | 211215-0000 | Straight terminal connector for 1xAAAC 300SQmm to stud D40x80mmw/ Al-Cu Bi-metal sleeve | Straight terminal connector for 1xAAAC 300SQmm to stud D40x80mmw/ Al-Cu Bi-metal sleeve | 2019-02-11 14:10:32 | 0 | Pcs | 26.21 | 0000 | USD | General | 0 | 14049 | Material | N | N | N | ""
11246 | 211196-0000 | Straight terminal connector for 1xAAAC 630SQmm to 4-D 14.0 holes flat | Straight terminal connector for 1xAAAC 630SQmm to 4-D 14.0 holes flat | 2019-02-11 13:40:22 | 0 | Pcs | 26627 | 0000 | KRW | General | 0 | 14049 | Material | N | N | N | ""
11253 | 211203-0000 | Straight terminal connector for 1xAAAC 630SQmm to 4-D 14.5 holes flat | Straight terminal connector for 1xAAAC 630SQmm to 4-D 14.5 holes flat | 2019-02-11 13:51:56 | 0 | Pcs | 26627 | 0000 | KRW | General | 0 | 14049 | Material | N | N | N | ""
11258 | 211208-0000 | Straight terminal connector for 1xAAAC 630SQmm to 8-D | Straight terminal connector for 1xAAAC 630SQmm to 8-D | 2019-02-11 13:58:30 | 0 | Pcs | 30178 | 0000 | KRW | General | 0 | 14049 | Material | N | N | N | ""
11263 | 211213-0000 | Straight terminal connector for 1xAAAC 630SQmm to stud D40x80mm w/ Al-Cu Bi-metal sleeve | Straight terminal connector for 1xAAAC 630SQmm to stud D40x80mm w/ Al-Cu Bi-metal sleeve | 2019-02-11 14:08:39 | 0 | Pcs | 33566 | 0000 | KRW | General | 0 | 14049 | Material | N | N | N | ""
12383 | 313629-0000 | Straight terminal connector for 1xAAC Lupine 1267SQmm to 8-D 14.0 holes flat | Straight terminal connector for 1xAAC Lupine 1267SQmm to 8-D 14.0 holes flat | 2024-05-23 09:19:06 | 0 | Pcs | 906525 | 0000 | IDR | General | 0 | 0 | Material | N | N | N | ""
12834 | 313832-0000 | Straight terminal connector for 1xTAL 660SQmm to pad 100x100x20T | Straight terminal connector for 1xTAL 660SQmm to pad 100x100x20T | 2025-12-07 12:08:09 | 0 | Pcs | 626850 | 0000 | IDR | General | 0 | 0 | Material | N | N | N | ""
12831 | 313829-0000 | Straight terminal connector for 1xTAL 660SQmm to pad 150x150x20T | Straight terminal connector for 1xTAL 660SQmm to pad 150x150x20T | 2025-12-07 11:39:31 | 0 | Pcs | 819000 | 0000 | IDR | General | 0 | 0 | Material | N | N | N | ""
12845 | 313841-0000 | Straight terminal connector for 1xTAL 850SQmm to 4-dia 14 holes flat, pad 100x100x20T | Straight terminal connector for 1xTAL 850SQmm to 4-dia 14 holes flat, pad 100x100x20T | 2025-12-11 19:02:56 | 0 | Pcs | 801900 | 0000 | IDR | General | 0 | 0 | Material | N | N | N | ""
12861 | 313856-0000 | Straight terminal connector for 2 x TAL 850 Sqmm to Plat 20x100x100mm | Straight terminal connector for 2 x TAL 850 Sqmm to Plate 20x100x100mm | 2026-01-05 09:17:41 | 0 | Pcs | 0 | 0000 |  | General | 0 | 0 | Material | N | N | N | ""
12853 | 313848-0000 | Straight terminal connector for 2 x TAL 850 Sqmm to stud dia 20x100x100mm | Straight terminal connector for 2 x TAL 850 Sqmm to stud dia 20x100x100mm | 2025-12-29 21:46:58 | 0 | Pcs | 962550 | 0000 | IDR | General | 0 | 0 | Material | N | N | N | ""
12827 | 313825-0000 | Straight terminal connector for 2 x TAL850 Sqmm to pad 150x150x20T | Straight terminal connector for 2 x TAL850 Sqmm to pad 150x150x20T | 2025-12-07 11:07:58 | 0 | Pcs | 1115550 | 0000 | IDR | General | 0 | 0 | Material | N | N | N | ""
11249 | 211199-0000 | Straight terminal connector for 2xAAC Lupine 1267SQmm to 4-D 14.5 holes flat | Straight terminal connector for 2xAAC Lupine 1267SQmm to 4-D 14.5 holes flat | 2019-02-11 13:45:59 | 0 | Pcs | 62.28 | 0000 | USD | General | 0 | 14049 | Material | N | N | N | ""
11262 | 211212-0000 | Straight terminal connector for 2xAAC Lupine 1267SQmm to 6-D 14.3 holes flat | Straight terminal connector for 2xAAC Lupine 1267SQmm to 6-D 14.3 holes flat | 2019-02-11 14:05:56 | 0 | Pcs | 1347675 | 0000 | IDR | General | 0 | 14049 | Material | N | N | N | ""
11256 | 211206-0000 | Straight terminal connector for 2xAAC Lupine 1267SQmm to 8-D 14.0 holes flat | Straight terminal connector for 2xAAC Lupine 1267SQmm to 8-D 14.0 holes flat | 2019-02-11 13:56:15 | 0 | Pcs | 1049500 | 0000 | IDR | General | 0 | 14049 | Material | N | N | N | ""
10977 | 313366-0000 | Straight terminal connector for 2xTAL 660SQmm to 4-dia 14 holes flat, cc 45, pad 100x100x20T | Straight terminal connector for 2xTAL 660SQmm to 4-dia 14 holes flat, cc 45, pad 100x100x20T | 2017-09-26 11:50:03 | 0 | Pcs | 770000 | 0000 | IDR | General | 0 | 13226 | Material | N | N | N | ""
11110 | 313427-0000 | Straight terminal connector for 2xTAL 660SQmm to 4-dia 16 holes flat, cc 45, pad 100x100x15T | Straight terminal connector for 2xTAL 660SQmm to 4-dia 16 holes flat, cc 45, pad 100x100x15T | 2018-05-14 11:36:06 | 0 | Pcs | 45.23 | 0000 | USD | General | 0 | 0 | Material | N | N | N | ""
11108 | 313425-0000 | Straight terminal connector for 2xTAL 660SQmm to 6-dia 16 holes flat, cc 45, pad 120x160x20T | Straight terminal connector for 2xTAL 660SQmm to 6-dia 16 holes flat, cc 45, pad 120x160x20T | 2018-05-14 11:25:08 | 0 | Pcs | 53.46 | 0000 | USD | General | 0 | 0 | Material | N | N | N | ""
12815 | 313813-0000 | Straight terminal connector for 2xTAL 660SQmm to 8-dia 14 holes flat, cc 45, pad 100x200x20T | Straight terminal connector for 2xTAL 660SQmm to 8-dia 14 holes flat, cc 45, pad 100x200x20T | 2025-12-07 09:55:07 | 0 | Pcs | 0 | 0000 |  | General | 0 | 0 | Material | N | N | N | ""
11106 | 313423-0000 | Straight terminal connector for 2xTAL 660SQmm to dia 40x120mm | Straight terminal connector for 2xTAL 660SQmm to dia 40x120mm | 2018-05-14 11:20:20 | 0 | Pcs | 0 | 0000 |  | General | 0 | 0 | Material | N | N | N | ""
11104 | 313421-0000 | Straight terminal connector for 2xTAL 660SQmm to dia 50x120mm | Straight terminal connector for 2xTAL 660SQmm to dia 50x120mm | 2018-05-14 11:17:15 | 0 | Pcs | 64.26 | 0000 | USD | General | 0 | 0 | Material | N | N | N | ""
10973 | 313362-0000 | Straight terminal connector for 2xTAL 660SQmm to dia 50x80mm | Straight terminal connector for 2xTAL 660SQmm to dia 50x80mm | 2017-09-26 11:47:18 | 0 | Pcs | 56.16 | 0000 | USD | General | 0 | 13226 | Material | N | N | N | ""
12818 | 313816-0000 | Straight terminal connector for 2xTAL 660SQmm to pad 150x150x20T | Straight terminal connector for 2xTAL 660SQmm to pad 150x150x20T | 2025-12-07 10:08:45 | 0 | Pcs | 1033200 | 0000 | IDR | General | 0 | 0 | Material | N | N | N | ""
12819 | 313817-0000 | Straight terminal connector for 2xTAL 660SQmm to pad 200x100x20T | Straight terminal connector for 2xTAL 660SQmm to pad 200x100x20T | 2025-12-07 10:11:03 | 0 | Pcs | 989100 | 0000 | IDR | General | 0 | 0 | Material | N | N | N | ""
10976 | 313365-0000 | Straight terminal connector for 2xTAL 660SQmm to stud dia 60x120mm | Straight terminal connector for 2xTAL 660SQmm to stud dia 60x120mm | 2017-09-26 11:49:37 | 0 | Pcs | 64.26 | 0000 | USD | General | 0 | 13226 | Material | N | N | N | ""
12828 | 313826-0000 | Straight terminal connector for 2xTAL850 Sqmm to pad 200x100x20T | Straight terminal connector for 2xTAL850 Sqmm to pad 200x100x20T | 2025-12-07 11:21:53 | 0 | Pcs | 1071900 | 0000 | IDR | General | 0 | 0 | Material | N | N | N | ""
11047 | 313396-0000 | Straight terminal connector for TAL 850 Sqmm to stud dia 60x120mm | Straight terminal connector for TAL 850 Sqmm to stud dia 60x120mm | 2018-03-01 17:17:13 | 0 | Set | 0 | 0000 |  | General | 0 | 13648 | Material | N | N | N | ""
10974 | 313363-0000 | Straight terminal connector for TAL 850SQmm to 4-dia 14 holes flat, cc 44,5, pad 100x100x15T | Straight terminal connector for TAL 850SQmm to 4-dia 14 holes flat, cc 44.5, pad 100x100x15T | 2017-09-26 11:48:32 | 0 | Pcs | 536139.6 | 0000 | IDR | General | 0 | 13226 | Material | N | N | N | ""
10978 | 313367-0000 | Straight terminal connector for TAL 850SQmm to 8-dia 14 holes flat, cc 50, pad 200x100x15T | Straight terminal connector for TAL 850SQmm to 8-dia 14 holes flat, cc 50, pad 200x100x15T | 2017-09-26 11:50:24 | 0 | Pcs | 775036 | 0000 | IDR | General | 0 | 13226 | Material | N | N | N | ""
12825 | 313823-0000 | Straight terminal connector for TAL 850SQmm to 8-dia 14 holes flat, cc 50, pad 200x100x20T | Straight terminal connector for TAL 850SQmm to 8-dia 14 holes flat, cc 50, pad 200x100x20T | 2025-12-07 10:58:27 | 0 | Pcs | 0 | 0000 |  | General | 0 | 0 | Material | N | N | N | ""
11114 | 313431-0000 | Straight terminal connector for TAL 850SQmm to stud dia 40x120mm | Straight terminal connector for TAL 850SQmm to stud dia 40x120mm | 2018-05-15 10:44:58 | 0 | Pcs | 920500 | 0000 | IDR | General | 0 | 0 | Material | N | N | N | ""
10975 | 313364-0000 | Straight terminal connector for TAL 850SQmm to stud dia 50x80mm | Straight terminal connector for TAL 850SQmm to stud dia 50x80mm | 2017-09-26 11:49:12 | 0 | Pcs | 950000 | 0000 | IDR | General | 0 | 13226 | Material | N | N | N | ""
12842 | 313840-0000 | Strain Clamp 120 kN for TAL 850 sqmm | Strain Clamp 120 kN for TAL 850 sqmm | 2025-12-07 16:36:22 | 0 | Pcs | 787600 | 0000 | IDR | General | 0 | 0 | Material | N | N | N | ""
11940 | 611228-0000 | Strain Clamp for Conductor | Strain Clamp for Conductor | 2021-10-15 18:38:33 | 0 | Pcs | 44.13 | 0000 | USD | General | 0 | 0 | Material | N | N | N | ""
11939 | 611227-0000 | Strain Clamp for OHGW | Strain Clamp for OHGW | 2021-10-15 18:37:52 | 0 | Pcs | 19.7 | 0000 | USD | General | 0 | 0 | Material | N | N | N | ""
11611 | 211298-0000 | Strap Kamera - Tipe Dada | Camera Strap - Chest Type | 2020-04-07 18:24:37 | 0 | Pcs | 135038 | 0000 | IDR | General | 0 | 0 | Material | N | N | N | ""
11613 | 211300-0000 | Strap Kamera - Tipe Helm | Camera Strap - Helmet Type | 2020-04-07 18:26:38 | 0 | Pcs | 52500 | 0000 | IDR | General | 0 | 0 | Material | N | N | N | ""
11612 | 211299-0000 | Strap Kamera - Tipe Pundak | Camera Strap - Shoulder Type | 2020-04-07 18:26:21 | 0 | Pcs | 114000 | 0000 | IDR | General | 0 | 0 | Material | N | N | N | ""
10867 | 313333-0000 | String Hardware with Turn Buckle | String Hardware with Turn Buckle | 2017-08-04 11:11:34 | 0 | Set | 0 | 0000 |  | General | 0 | 0 | Material | N | N | N | ""
10869 | 313335-0000 | String Hardware without Turn Buckle | String Hardware without Turn Buckle | 2017-08-04 11:12:44 | 0 | Set | 0 | 0000 |  | General | 0 | 0 | Material | N | N | N | ""
10871 | 313337-0000 | String insulator for Bus-bar and Cross Bar Feeder bay | String insulator for Bus-bar and Cross Bar Feeder bay | 2017-08-04 11:14:08 | 0 | Pcs | 0 | 0000 |  | General | 0 | 0 | Material | N | N | N | ""
10502 | 610018-TSE0 | Stringing Block Nylon 1 Sheave 60 Kn | Stringing Block Nylon 1 Sheave 60 Kn | 2016-12-22 00:06:32 | 0 | Set | 2229150 | TSE0 | IDR | TSE | 0 | 0 | Material | N | N | N | ""
10460 | 610006-DNFG | Stringing Block Nylon 1 Sheave 60 Kn | Stringing Block Nylon 1 Sheave 60 Kn | 2016-12-21 20:55:51 | 0 | Mtr | 0 | DNFG |  | Dong Fang | 0 | 0 | Material | N | N | N | ""
10461 | 610004-TSE0 | Stringing Block Nylon 3 Sheave 150 Kn | Stringing Block Nylon 3 Sheave 150 Kn | 2016-12-21 20:57:02 | 0 | Set | 4519095 | TSE0 | IDR | TSE | 0 | 0 | Material | N | N | N | ""
10337 | 221037-0000 | Stringing Equipment Rent | Stringing Equipment Rental | 2016-09-09 09:58:49 | 0 | Mth | 607950 | 0000 | IDR | General | 0 | 0 | Material | N | N | N | ""
10338 | 221038-0000 | Stringing Man Power | Stringing Man Power | 2016-09-09 10:00:40 | 0 | Km | 418061000 | 0000 | IDR | General | 0 | 0 | Material | N | N | N | ""
10584 | 111407-0000 | Structural HT steel | Structural HT steel | 2017-03-27 18:55:12 | 0 | Ton | 0 | 0000 |  | General | 0 | 0 | Material | N | N | N | ""
10585 | 111408-0000 | Structural mid steel | Structural mid steel | 2017-03-27 18:56:13 | 0 | Ton | 0 | 0000 |  | General | 0 | 0 | Material | N | N | N | ""
10655 | 111419-0000 | Stub Tower BB | Stub Tower BB | 2017-07-03 17:37:11 | 0 | Set | 9481000 | 0000 | IDR | General | 0 | 0 | Material | N | N | N | ""
10656 | 111420-0000 | Stub Tower CC | Stub Tower CC | 2017-07-03 17:38:14 | 0 | Set | 8262800 | 0000 | IDR | General | 0 | 0 | Material | N | N | N | ""
10657 | 111421-0000 | Stub Tower DD | Stub Tower DD | 2017-07-03 17:39:26 | 0 | Set | 17071078.5 | 0000 | IDR | General | 0 | 0 | Material | N | N | N | ""
10654 | 111418-0000 | Stub Tower Type AA | Stub Tower Type AA | 2017-07-03 17:34:44 | 0 | Set | 75000 | 0000 | IDR | General | 0 | 0 | Material | N | N | N | ""
12469 | 720069-0000 | Stuffing Inside Dry Container 20 Ft | Stuffing Inside Dry Container 20 Ft | 2024-10-17 22:21:46 | 0 | Pcs | 1081081 | 0000 | IDR | General | 0 | 0 | Material | N | N | N | ""
12603 | 720094-0000 | Stuffing Inside Dry Container 40 Ft | Stuffing Inside Dry Container 40 Ft | 2025-02-28 07:27:24 | 0 | Pcs | 1801801.8 | 0000 | IDR | General | 0 | 0 | Material | N | N | N | ""
12474 | 710014-0000 | Stuffing Outside Dry Container 20 Ft | Stuffing Outside Dry Container 20 Ft | 2024-10-28 10:57:37 | 0 | Pcs | 765766 | 0000 | IDR | General | 0 | 0 | Material | N | N | N | ""
12604 | 720095-0000 | Stuffing Outside Dry Container 40 Ft | Stuffing Outside Dry Container 40 Ft | 2025-02-28 07:29:25 | 0 | Pcs | 1652252 | 0000 | IDR | General | 0 | 0 | Material | N | N | N | ""
12612 | 720101-0000 | Stuffing Outside Dry Container 40 Ft | Stuffing Outside Dry Container 40 Ft | 2025-03-05 06:57:49 | 0 | Pcs | 1283783.78 | 0000 | IDR | General | 0 | 0 | Material | N | N | N | ""
12615 | 720103-0000 | Stuffing Outside High Cube (HC) Container 40 Ft | Stuffing Outside High Cube (HC) Container 40 Ft | 2025-03-11 17:11:52 | 0 | Pcs | 1425000 | 0000 | IDR | General | 0 | 0 | Material | N | N | N | ""
11769 | 111595-0000 | Styrofoam 1 m x 2 m x 3 cm | Styrofoam 1 m x 2 m x 3 cm | 2021-02-16 11:16:48 | 0 | Pcs | 40000 | 0000 | IDR | General | 0 | 0 | Material | N | N | N | ""
9711 | 111340-0000 | Sub soil Drainage dia 30 including gravel & Palm fibre | Sub soil Drainage dia 30 including gravel & Palm fiber | 2015-02-02 18:59:13 | 0 | Mtr | 397125 | 0000 | IDR | General | 367625 | 12502 | Material | N | N | N | ""
9131 | 111284-0000 | SubBase Coarse Agregat Class-A | Class-A Aggregate Coarse SubBase | 2014-04-17 13:57:17 | 0 | M3 | 0 | 0000 | IDR | General | 0 | 0 | Material | N | N | N | ""
12028 | 611287-0000 | Submersible Pump TPV 36 mm x 6 meter | Submersible Pump TPV 36 mm x 6 meters | 2022-01-09 16:42:35 | 0 | Unit | 2478000 | 0000 | IDR | General | 0 | 0 | Material | N | N | N | ""
12725 | 413223-0000 | Subrack for SDH Multiplexer (incl. Power Supply & Fan Module) | Subrack for SDH Multiplexer (incl. Power Supply & Fan Module) | 2025-09-29 17:28:29 | 0 | Set | 62300000 | 0000 | IDR | General | 0 | 0 | Material | N | N | N | ""
9592 | 720028-0000 | Subsidi Solar | Solar Subsidy | 2014-12-30 10:21:33 | 0 | Ltr | 5000 | 0000 | IDR | General | 5000 | 12578 | Material | N | N | N | ""
10849 | 313316-0000 | Substation Automation Software | Substation Automation Software | 2017-08-04 10:56:47 | 0 | Set | 969850000 | 0000 | IDR | General | 0 | 0 | Material | N | N | N | ""
9767 | 323098-0000 | SUITABLE LV POWER CABLES AND NECESSARY EQUIPMENT CABLE LADDER, CLAMP, CABLE LUG, TERMINAL, SUBSTATION AUXILIARIES SUPPLY TO COMPLETE THE SPECIFIED SCOPE OF WORK. | SUITABLE LV POWER CABLES AND NECESSARY EQUIPMENT CABLE LADDER, CLAMP, CABLE LUG, TERMINAL, SUBSTATION AUXILIARIES SUPPLY TO COMPLETE THE SPECIFIED SCOPE OF WORK. | 2015-02-03 14:20:34 | 0 | Set | 3739640 | 0000 | IDR | General | 0 | 12502 | Material | N | N | N | ""
9671 | 313154-0000 | SUITABLE LV POWER CABLES AND NECESSARY EQUIPMENT CABLE LADDER, CLAMP, CABLE LUG, TERMINAL, SUBSTATION AUXILIARIES SUPPLY TO COMPLETE THE SPECIFIED SCOPE OF WORK. | SUITABLE LV POWER CABLES AND NECESSARY EQUIPMENT CABLE LADDER, CLAMP, CABLE LUG, TERMINAL, SUBSTATION AUXILIARIES SUPPLY TO COMPLETE THE SPECIFIED SCOPE OF WORK. | 2015-02-03 16:44:57 | 0 | Set | 495000 | 0000 | IDR | General | 0 | 12502 | Material | N | N | N | ""
10032 | 521014-0000 | Supervision Fee | Supervision Fee | 2015-10-26 11:28:48 | 0 | Ls | 15574000 | 0000 | IDR | General | 0 | 0 | Material | N | N | N | ""
12683 | 323238-0000 | Supervision for Installation 20 kV Switchgears (Include Transportation & Accomodation) | Supervision for Installation 20 kV Switchgears (Include Transportation & Accommodation) | 2025-07-11 17:41:50 | 0 | Day | 8000000 | 0000 | IDR | General | 0 | 0 | Material | N | N | N | ""
9895 | 129129-0000 | Supply and Install Barricade Fence with steel pipe dia 4 inch and high 0.8 -1.5 m | Supply and Install Barricade Fence with steel pipe dia 4 inch and height 0.8 -1.5 m | 2015-06-16 11:05:23 | 0 | Mtr | 0 | 0000 |  | General | 0 | 0 | Material | N | N | N | ""
9695 | 111326-0000 | Support 20 kV | Support 20 kV | 2015-02-02 18:40:33 | 0 | Unit | 5711569 | 0000 | IDR | General | 0 | 12502 | Material | N | N | N | ""
7701 | 210032-0000 | Support cable trench | Support cable trench |  | 0 | Pcs | 855700 | Gener | IDR | "" | 0 | 0 | Material | N | N | N
11000 | 111473-0000 | Support cable trench Type 1 | Support cable trench Type 1 | 2017-10-09 15:18:28 | 0 | Pcs | 155000 | 0000 | IDR | General | 0 | 0 | Material | N | N | N | ""
11001 | 111474-0000 | Support cable trench type 2 | Support cable trench type 2 | 2017-10-09 15:20:10 | 0 | Pcs | 16000 | 0000 | IDR | General | 0 | 0 | Material | N | N | N | ""
11002 | 111475-0000 | Support cable trench type 3 | Support cable trench type 3 | 2017-10-09 15:21:01 | 0 | Pcs | 75000 | 0000 | IDR | General | 0 | 0 | Material | N | N | N | ""
12511 | 710015-0000 | Surcharge Seal For Container | Surcharge Seal For Container | 2024-12-02 10:32:08 | 0 | Pcs | 0 | 0000 |  | General | 0 | 0 | Material | N | N | N | ""
9678 | 111312-0000 | Surge Arrester | Surge Arrester | 2015-02-02 18:18:00 | 0 | Set | 13475750 | 0000 | IDR | General | 20126128.7 | 12502 | Material | N | N | N | ""
9679 | 111313-0000 | Surge Arrester 70 kV | 70 kV Surge Arrester | 2015-02-02 18:19:19 | 0 | Set | 13372278 | 0000 | IDR | General | 0 | 12502 | Material | N | N | N | ""
9093 | 313050-0000 | Surge Protection device Phoenix Rectifier | Surge Protection device Phoenix Rectifier | 2014-03-14 16:13:20 | 0 | Pcs | 4900000 | 0000 | IDR | General | 4900000 | 11633 | Material | N | N | N | ""
11964 | 611243-0000 | Suri - Suri | Suri - Suri | 2021-10-29 10:55:18 | 0 | Pcs | 250000 | 0000 | IDR | General | 0 | 0 | Material | N | N | N | ""
10726 | 129232-0000 | Survei Topografi | Topographic Survey | 2017-08-03 18:41:17 | 0 | Ls | 0 | 0000 |  | General | 0 | 0 | Material | N | N | N | ""
10911 | 211133-0000 | Suspension Assembly for GSW 55 sq.mm | Suspension Assembly for GSW 55 sq.mm | 2017-08-04 17:33:34 | 0 | Set | 500447 | 0000 | IDR | General | 0 | 0 | Material | N | N | N | ""
10910 | 211132-0000 | Suspension Assembly for OPGW 60 sq.mm | Suspension Assembly for OPGW 60 sq.mm | 2017-08-04 17:32:42 | 0 | Set | 784469 | 0000 | IDR | General | 0 | 0 | Material | N | N | N | ""
8526 | 310064-0000 | Suspension Clamp | Suspension Clamp | 2015-11-06 16:02:01 | 0 | Set | 17000 | 0000 | IDR | General | 18529.76 | 13617 | Material | N | N | N | ""
11888 | 211365-0000 | Suspension clamp 15 KIP | Suspension clamp 15 KIP | 2021-09-23 20:41:27 | 0 | Pcs | 298000 | 0000 | IDR | General | 0 | 0 | Material | N | N | N | ""
11889 | 211366-0000 | Suspension Clamp 18 KIP | Suspension Clamp 18 KIP | 2021-09-23 20:44:16 | 0 | Pcs | 443000 | 0000 | IDR | General | 0 | 0 | Material | N | N | N | ""
11934 | 611222-0000 | Suspension Clamp for OHGW 80 kN | Suspension Clamp for OHGW 80 kN | 2021-10-15 18:24:01 | 0 | Pcs | 443000 | 0000 | IDR | General | 0 | 0 | Material | N | N | N | ""
10157 | 413169-0000 | Suspension Fitting ADSS 24C Span 600 | Suspension Fitting ADSS 24C Span 600 | 2016-02-22 13:44:58 | 0 | Set | 1400000 | 0000 | IDR | General | 0 | 13480 | Material | N | N | N | ""
10191 | 413173-0000 | Suspension fitting adss span 600 | Suspension fitting ADSS span 600 | 2016-05-18 11:22:16 | 0 | Set | 0 | 0000 |  | General | 0 | 13312 | Material | N | N | N | ""
11824 | 211334-0000 | Suspension Porcelain Insulator 120 Kn (Fog Type) | Suspension Porcelain Insulator 120 Kn (Fog Type) | 2021-08-14 17:57:55 | 0 | Pcs | 291500 | 0000 | IDR | General | 0 | 0 | Material | N | N | N | ""
11823 | 211333-0000 | Suspension Porcelain Insulator 210 Kn (Fog Type) | Suspension Porcelain Insulator 210 Kn (Fog Type) | 2021-08-14 17:57:22 | 0 | Pcs | 23.7 | 0000 | USD | General | 0 | 0 | Material | N | N | N | ""
8556 | 313032-0000 | Suspension Set for GSW 55 mm2 | Suspension Set for GSW 55 mm2 | 2016-11-15 10:13:15 | 0 | Pcs | 259250 | 0000 | IDR | General | 0 | 11132 | Material | N | N | N | ""
11887 | 211364-0000 | Swaged Cable 5/8 | Swaged Cable 5/8 | 2021-09-23 20:37:59 | 0 | Mtr | 767073.17 | 0000 | IDR | General | 0 | 0 | Material | N | N | N | ""
12190 | 211449-0000 | Swaged Cable with dia 5/8 Inch, Length 23.3 Meter (6x19 IWRC Galvanized with Closed Swage Sockets Both End Eye) | Swaged Cable with dia 5/8 Inch, Length 23.3 Meters (6x19 IWRC Galvanized with Closed Swage Sockets Both End Eye) | 2023-01-18 18:37:26 | 0 | Pcs | 4845000 | 0000 | IDR | General | 0 | 0 | Material | N | N | N | ""
12188 | 211447-0000 | Swaged Cable with dia 5/8 Inch, Length 4.1 Meter (6x19 IWRC Galvanized with Closed Swage Sockets Both End Eye) | Swaged Cable with dia 5/8 Inch, Length 4.1 Meters (6x19 IWRC Galvanized with Closed Swage Sockets Both End Eye) | 2023-01-18 18:35:36 | 0 | Pcs | 3255000 | 0000 | IDR | General | 0 | 0 | Material | N | N | N | ""
12189 | 211448-0000 | Swaged Cable with dia 5/8 Inch, Length 7.3 Meter (6x19 IWRC Galvanized with Closed Swage Sockets Both End Eye) | Swaged Cable with dia 5/8 Inch, Length 7.3 Meters (6x19 IWRC Galvanized with Closed Swage Sockets Both End Eye) | 2023-01-18 18:36:41 | 0 | Pcs | 3525000 | 0000 | IDR | General | 0 | 0 | Material | N | N | N | ""
10462 | 610005-TSE0 | Swifel 8T | Swifel 8T | 2016-12-21 20:58:18 | 0 | Set | 1785000 | TSE0 | IDR | TSE | 0 | 0 | Material | N | N | N | ""
11031 | 810045-0000 | Switch Managed WS-C2960-24TC-s | Managed Switch WS-C2960-24TC-s | 2017-11-29 10:27:58 | 0 | Pcs | 4700000 | 0000 | IDR | General | 0 | 0 | Material | N | N | N | ""
10385 | 413190-0000 | Switch on / pedal for breaker | Switch on / pedal for breaker | 2016-10-19 11:22:02 | 0 | Pcs | 450000 | 0000 | IDR | General | 0 | 0 | Material | N | N | N | ""
10089 | 313217-0000 | Switch Type 205A ( material SCADA ) | Switch Type 205A (SCADA material) | 2015-12-01 13:21:09 | 0 | Pcs | 0 | 0000 |  | General | 0 | 0 | Material | N | N | N | ""
12681 | 313757-0000 | Switchboard Accessories and Tools For 20 kV Switchgears | Switchboard Accessories and Tools For 20 kV Switchgears | 2025-07-10 10:46:52 | 0 | Set | 24500000 | 0000 | IDR | General | 0 | 0 | Material | N | N | N | ""
12051 | 611290-0000 | Switchgear Tools Set | Switchgear Tools Set | 2022-01-27 15:42:42 | 0 | Set | 0 | 0000 |  | General | 0 | 0 | Material | N | N | N | ""
8808 | 313039-0000 | Symmetrical Vee Suspension String Set 120 kN ACSR 240/40 mm2 | Symmetrical Vee Suspension String Set 120 kN ACSR 240/40 mm2 | 2014-08-07 18:26:19 | 0 | Set | 0 | 0000 | IDR | General | 0 | 11916 | Material | N | N | N | ""
9861 | 323119-0000 | System engineering | System engineering | 2015-03-20 15:28:20 | 0 | lot | 7000000 | 0000 | IDR | General | 50392.3 | 13183 | Material | N | N | N | ""
12857 | 313852-0000 | T Clamp Connector for 1 x TAL 660 Sqmm to Stud Dia 30 mm | T Clamp Connector for 1 x TAL 660 Sqmm to Stud Dia 30 mm | 2025-12-30 10:58:58 | 0 | Pcs | 648450 | 0000 | IDR | General | 0 | 0 | Material | N | N | N | ""
12854 | 313849-0000 | T Clamp Connector for 2 x TAL 660 Sqmm | T Clamp Connector for 2 x TAL 660 Sqmm | 2025-12-29 21:50:20 | 0 | Pcs | 1202400 | 0000 | IDR | General | 0 | 0 | Material | N | N | N | ""
12855 | 313850-0000 | T Clamp Connector for 2 x TAL 850 Sqmm | T Clamp Connector for 2 x TAL 850 Sqmm | 2025-12-29 21:50:49 | 0 | Pcs | 1355850 | 0000 | IDR | General | 0 | 0 | Material | N | N | N | ""
10391 | 313240-0000 | T Connector 240 mm - 850 mm | T Connector 240 mm - 850 mm | 2016-11-14 10:53:23 | 0 | Pcs | 675000 | 0000 | IDR | General | 0 | 0 | Material | N | N | N | ""
10393 | 313242-0000 | T Connector 660 mm - 850 mm | T Connector 660 mm - 850 mm | 2016-11-14 10:54:47 | 0 | Pcs | 720000 | 0000 | IDR | General | 0 | 0 | Material | N | N | N | ""
10392 | 313241-0000 | T Connector Stud 60 mm - 850 mm | T Connector Stud 60 mm - 850 mm | 2017-08-03 17:24:54 | 0 | Pcs | 800000 | 0000 | IDR | General | 800000 | 13327 | Material | N | N | N | ""
12856 | 313851-0000 | T Flat Clamp Connector for 1 x TAL 660 Sqmm | T Flat Clamp Connector for 1 x TAL 660 Sqmm | 2025-12-29 21:57:10 | 0 | Pcs | 626850 | 0000 | IDR | General | 0 | 0 | Material | N | N | N | ""
12858 | 313853-0000 | T Flat Clamp Connector for 1 x TAL 660 Sqmm to Plat 20x100x100mm | T Flat Clamp Connector for 1 x TAL 660 Sqmm to Plate 20x100x100mm | 2025-12-30 10:59:45 | 0 | Pcs | 0 | 0000 |  | General | 0 | 0 | Material | N | N | N | ""
11174 | 211167-0000 | T Konektor A2C Lupine 2 x 1267 to A2C Lupine 2 x 1267 | T Connector A2C Lupine 2 x 1267 to A2C Lupine 2 x 1267 | 2018-09-25 11:44:52 | 0 | Pcs | 0 | 0000 |  | General | 0 | 0 | Material | N | N | N | ""
11176 | 211169-0000 | T Konektor A2C Lupine 2 x 1267 to A3C 300 | T Lupine 2 x 1267 to A3C 300 A2C connector | 2018-09-25 11:46:57 | 0 | Pcs | 909000 | 0000 | IDR | General | 0 | 0 | Material | N | N | N | ""
11173 | 211166-0000 | T Konektor A2C Lupine 2 x 1267 to A3C 630 | T Lupine 2 x 1267 to A3C 630 A2C connector | 2018-09-25 11:43:41 | 0 | Pcs | 0 | 0000 |  | General | 0 | 0 | Material | N | N | N | ""
11165 | 211158-0000 | T Konektor A2C Lupine 2 x 1267 to to Plate 6 - Holes Dia. 14.3 | T Lupine A2C Connector 2 x 1267 to Plate 6 - Holes Dia. 14.3 | 2018-09-25 11:32:23 | 0 | Pcs | 670000 | 0000 | IDR | General | 0 | 0 | Material | N | N | N | ""
11175 | 211168-0000 | T Konektor A3C 300 to A3C 300 | T Connector A3C 300 to A3C 300 | 2018-09-25 11:45:54 | 0 | Pcs | 731500 | 0000 | IDR | General | 0 | 0 | Material | N | N | N | ""
11168 | 211161-0000 | T Konektor A3C 300 to Pin 40 mm | T Connector A3C 300 to Pin 40 mm | 2018-09-25 11:37:19 | 0 | Pcs | 793500 | 0000 | IDR | General | 0 | 0 | Material | N | N | N | ""
11170 | 211163-0000 | T Konektor A3C 300 to Stud Trafo Pin 30 mm | T Connector A3C 300 to Stud Transformer Pin 30 mm | 2018-09-25 11:39:44 | 0 | Pcs | 762500 | 0000 | IDR | General | 0 | 0 | Material | N | N | N | ""
11172 | 211165-0000 | T Konektor A3C 630 to A3C 630 | T Connector A3C 630 to A3C 630 | 2018-09-25 11:42:33 | 0 | Pcs | 839500 | 0000 | IDR | General | 0 | 0 | Material | N | N | N | ""
11156 | 211149-0000 | T Konektor A3C 630 to Pin 40 mm | T Connector A3C 630 to Pin 40 mm | 2018-09-25 11:15:53 | 0 | Pcs | 847000 | 0000 | IDR | General | 0 | 0 | Material | N | N | N | ""
11152 | 211145-0000 | T Konektor A3C 630 to Plate 4 - Holes Dia. 14.5 | T Connector A3C 630 to Plate 4 - Holes Dia. 14.5 | 2018-09-25 11:07:07 | 0 | Pcs | 748500 | 0000 | IDR | General | 0 | 0 | Material | N | N | N | ""
11171 | 211164-0000 | T Konektor ACSR 240 to A3C 630 | T ACSR 240 to A3C 630 connector | 2018-09-25 11:40:56 | 0 | Pcs | 762500 | 0000 | IDR | General | 0 | 0 | Material | N | N | N | ""
10048 | 313193-0000 | T- terminal conector for DS. TAL 850 sqm to stud dia. 50x120mm, tin plated | T- terminal connector for DS. TAL 850 sqm to stud dia. 50x120mm, tin plated | 2015-11-19 11:07:37 | 0 | Pcs | 66.02 | 0000 | USD | General | 0 | 13648 | Material | N | N | N | ""
10053 | 313198-0000 | T- terminal conector for DS. TAL 850 sqm to stud dia. 50x120mm, tin plated | T- terminal connector for DS. TAL 850 sqm to stud dia. 50x120mm, tin plated | 2015-11-19 11:13:44 | 0 | Pcs | 847000 | 0000 | IDR | General | 0 | 13648 | Material | N | N | N | ""
11489 | 611159-0000 | Tabung Gas Oksigen | Oxygen Gas Cylinder | 2019-09-04 11:03:55 | 0 | M3 | 1400000 | 0000 | IDR | General | 0 | 0 | Material | N | N | N | ""
9918 | 221028-0000 | Tag weld baut tower latice s/d elevasi 10 m diatas permukaan tanah | Tag weld bolt tower latice up to elevation 10 m above ground level | 2015-06-19 15:02:49 | 0 | Ls | 0 | 0000 |  | General | 0 | 0 | Material | N | N | N | ""
9934 | 221030-0000 | Tag weld baut tower latice s/d elevasi 10 m diatas permukaan tanah | Tag weld bolt tower latice up to elevation 10 m above ground level | 2015-06-19 17:18:00 | 0 | Ls | 0 | 0000 |  | General | 0 | 0 | Material | N | N | N | ""
9936 | 221031-0000 | Tag weld baut tower latice s/d elevasi 10 m diatas permukaan tanah | Tag weld bolt tower latice up to elevation 10 m above ground level | 2015-06-19 17:27:28 | 0 | Ls | 0 | 0000 |  | General | 0 | 0 | Material | N | N | N | ""
10380 | 820094-0000 | Tagihan Air PAM Graha QDC | Graha QDC PAM Water Bill | 2016-09-29 14:58:11 | 0 | Mth | 124072 | 0000 | IDR | General | 0 | 0 | Material | N | N | N | ""
10014 | 810021-0000 | Tagihan Listrik | Electricity bills | 2015-10-08 09:05:53 | 0 | Mth | 0 | 0000 |  | General | 0 | 0 | Material | N | N | N | ""
10074 | 313213-0000 | TAL 850 mm2 JEC3406-T6D1K5 | TAL 850 mm2 JEC3406-T6D1K5 | 2015-11-24 16:38:35 | 0 | Mtr | 109850 | 0000 | IDR | General | 0 | 0 | Material | N | N | N | ""
12788 | 111710-0000 | Talang Air Galvalum Lebar 600 mm | Galvalum Gutter 600 mm Wide | 2025-11-22 23:17:41 | 0 | Mtr | 0 | 0000 |  | General | 0 | 0 | Material | N | N | N | ""
11698 | 111572-0000 | Talang PVC | PVC Gutter | 2020-11-12 21:49:15 | 0 | btg | 92727.28 | 0000 | IDR | General | 0 | 0 | Material | N | N | N | ""
9084 | 111275-0000 | Tali Nylon 18mm | 18mm Nylon Rope | 2014-03-14 11:25:05 | 0 | Rol | 1650000 | 0000 | IDR | General | 1730000 | 11633 | Material | N | N | N | ""
8378 | 111203-0000 | Tali Nylon 2.5mm | 2.5mm Nylon Rope | 2013-08-20 10:56:54 | 0 | Rol | 250000 | 0000 | IDR | General | 0 | 10301 | Material | N | N | N | ""
11471 | 111531-0000 | Tambang | Mine | 2019-08-29 15:45:34 | 0 | Rol | 1744324.32 | 0000 | IDR | General | 0 | 0 | Material | N | N | N | ""
11695 | 211319-0000 | Tambang / Tali Manila / Rafia | Rope / Manila Rope / Raffia | 2020-11-02 22:10:37 | 0 | Mtr | 10352.73 | 0000 | IDR | General | 0 | 0 | Material | N | N | N | ""
11694 | 211318-0000 | Tambang 8 mm | 8mm mine | 2020-11-02 20:20:01 | 0 | Mtr | 20000 | 0000 | IDR | General | 0 | 0 | Material | N | N | N | ""
11314 | 611121-0000 | Tambang Mili Propyline Strip Biru D.16 mm | Milli Propyline Strip Blue D.16 mm | 2019-03-22 15:14:35 | 0 | Rol | 1436937 | 0000 | IDR | General | 0 | 0 | Material | N | N | N | ""
11365 | 111498-0000 | Tambang Nilon 16 MM | 16MM Nylon Mine | 2019-04-18 10:49:59 | 0 | Mtr | 9680 | 0000 | IDR | General | 0 | 0 | Material | N | N | N | ""
11313 | 611120-0000 | Tambang Nylon 16mm | 16mm Nylon Mine | 2019-03-22 14:59:06 | 0 | Mtr | 0 | 0000 |  | General | 0 | 0 | Material | N | N | N | ""
11310 | 611119-0000 | Tambang Nylon 5mm | 5mm Nylon Mine | 2019-03-19 09:17:23 | 0 | Rol | 240000 | 0000 | IDR | General | 0 | 0 | Material | N | N | N | ""
8349 | 111036-0000 | Tanah Urugan | Filled Land | 2013-08-05 10:33:06 | 0 | M3 | 40000 | 0000 | IDR | General | 0 | 0 | Material | N | N | N | ""
12264 | 810119-0000 | Tanaman Hias Besar - Plastic | Large Ornamental Plants - Plastic | 2023-05-29 06:23:34 | 0 | Pcs | 1648342.34 | 0000 | IDR | General | 0 | 0 | Material | N | N | N | ""
12265 | 810120-0000 | Tanaman Hias Kecil - Plastic | Small Ornamental Plants - Plastic | 2023-05-29 06:27:14 | 0 | Pcs | 0 | 0000 |  | General | 0 | 0 | Material | N | N | N | ""
11700 | 111573-0000 | Tanaman Rumput | Grass Plants | 2020-11-20 13:19:18 | 0 | M2 | 50000 | 0000 | IDR | General | 0 | 0 | Material | N | N | N | ""
11918 | 313539-0000 | Tang Ampere | Ampere Clamp | 2021-10-11 20:37:20 | 0 | Pcs | 334350 | 0000 | IDR | General | 0 | 0 | Material | N | N | N | ""
11464 | 611157-0000 | Tang Gegep | Tang Gegep | 2019-08-21 20:47:50 | 0 | Pcs | 110000 | 0000 | IDR | General | 0 | 0 | Material | N | N | N | ""
10075 | 413155-0000 | Tangga Teleskopik | Telescopic Ladder | 2015-11-30 15:06:53 | 0 | Pcs | 100000 | 0000 | IDR | General | 0 | 0 | Material | Y | N | N | ""
12803 | 111717-0000 | Tangga Vertikal Baja Tinggi 3000 mm | 3000 mm High Steel Vertical Ladder | 2025-11-30 13:53:48 | 0 | Unit | 0 | 0000 |  | General | 0 | 0 | Material | N | N | N | ""
11810 | 611190-0000 | Tangki Air | Water tank | 2021-06-18 21:51:16 | 0 | Unit | 1800000 | 0000 | IDR | General | 0 | 0 | Material | N | N | N | ""
12088 | 810116-0000 | Tarif Bea Masuk | Import Duty Tariff | 2022-02-16 06:40:08 | 0 | Ls | 0 | 0000 |  | General | 0 | 0 | Material | N | N | N | ""
11616 | 211303-0000 | Tas Backpack | Backpack | 2020-04-07 18:29:36 | 0 | Pcs | 575150 | 0000 | IDR | General | 0 | 0 | Material | N | N | N | ""
11617 | 211304-0000 | Tas Kecil | Small Bag | 2020-04-07 18:30:20 | 0 | Pcs | 150000 | 0000 | IDR | General | 0 | 0 | Material | N | N | N | ""
11570 | 810108-0000 | tas P3K dan isinya | first aid bag and its contents | 2019-11-26 15:24:53 | 0 | Pcs | 250000 | 0000 | IDR | General | 0 | 0 | Material | N | N | N | ""
11411 | 810087-0000 | Tas selempang / tools bag | Sling bag / tool bag | 2019-07-17 15:06:25 | 0 | Pcs | 250000 | 0000 | IDR | General | 0 | 0 | Material | N | N | N | ""
11903 | 211380-0000 | T-BAR Foundation Stake | T-BAR Foundation Stake | 2021-09-23 21:18:48 | 0 | Pcs | 187200 | 0000 | IDR | General | 0 | 0 | Material | N | N | N | ""
11578 | 211274-0000 | T-bow pvc 3 inch | 3 inch PVC T-bow | 2020-02-11 14:13:37 | 0 | Pcs | 45000 | 0000 | IDR | General | 0 | 0 | Material | N | N | N | ""
11580 | 211276-0000 | T-bow pvc 3/4 inch | 3/4 inch PVC T-bow | 2020-02-11 14:16:49 | 0 | Pcs | 4000 | 0000 | IDR | General | 0 | 0 | Material | N | N | N | ""
11575 | 211271-0000 | T-bow PVC 4 inch | 4 inch PVC T-bow | 2020-02-11 14:09:00 | 0 | Pcs | 90000 | 0000 | IDR | General | 0 | 0 | Material | N | N | N | ""
12651 | 313751-0000 | T-Clamp 2xAAAC 630 Sqmm to 1 x TAL 850 Sqmm | T-Clamp 2xAAAC 630 Sqmm to 1 x TAL 850 Sqmm | 2025-06-12 11:37:46 | 0 | Pcs | 897129.3 | 0000 | IDR | General | 0 | 0 | Material | N | N | N | ""
11045 | 313394-0000 | T-Clamp Double Conduktor TAL 660 | T-Clamp Double Conductor TAL 660 | 2018-03-01 17:14:40 | 0 | Set | 0 | 0000 |  | General | 0 | 13648 | Material | N | N | N | ""
11272 | 211222-0000 | T-connector for 1xAAAC 300SQmm to 1xAAAC 300SQmm | T-connector for 1xAAAC 300SQmm to 1xAAAC 300SQmm | 2019-02-11 14:17:36 | 0 | Pcs | 700000 | 0000 | IDR | General | 0 | 14049 | Material | N | N | N | ""
11268 | 211218-0000 | T-connector for 1xAAAC 630SQmm to 1xAAAC 630SQmm | T-connector for 1xAAAC 630SQmm to 1xAAAC 630SQmm | 2019-02-11 14:14:05 | 0 | Pcs | 33082 | 0000 | KRW | General | 0 | 14049 | Material | N | N | N | ""
12387 | 313633-0000 | T-connector for 1xAAC 1267sqmm to 1xAAC 1267sqmm | T-connector for 1xAAC 1267sqmm to 1xAAC 1267sqmm | 2024-05-23 09:54:48 | 0 | Pcs | 927350 | 0000 | IDR | General | 0 | 0 | Material | N | N | N | ""
11267 | 211217-0000 | T-connector for 1xACSR 240SQmm(21.9mm) to 1xAAAC 630SQmm | T-connector for 1xACSR 240SQmm(21.9mm) to 1xAAAC 630SQmm | 2019-02-11 14:12:36 | 0 | Pcs | 810000 | 0000 | IDR | General | 0 | 14049 | Material | N | N | N | ""
12432 | 313652-0000 | T-connector for 1xACSR 450 SQmm to 1xAAC 1267 SQmm | T-connector for 1xACSR 450 SQmm to 1xAAC 1267 SQmm | 2024-08-19 10:16:54 | 0 | Set | 704650 | 0000 | IDR | General | 0 | 0 | Material | N | N | N | ""
12425 | 313649-0000 | T-connector for 1xACSR/AS 250Sqmm to 1xTAL 850Sqmm | T-connector for 1xACSR/AS 250Sqmm to 1xTAL 850Sqmm | 2024-07-30 22:53:52 | 0 | Pcs | 680864.4 | 0000 | IDR | General | 0 | 0 | Material | N | N | N | ""
12835 | 313833-0000 | T-connector for 1xTAL 660SQmm to 1xTAL 660SQmm | T-connector for 1xTAL 660SQmm to 1xTAL 660SQmm | 2025-12-07 12:13:10 | 0 | Pcs | 666450 | 0000 | IDR | General | 0 | 0 | Material | N | N | N | ""
11298 | 313446-0000 | T-connector for 2xAAAC 630SQmm to 1xAAAC 630SQmm | T-connector for 2xAAAC 630SQmm to 1xAAAC 630SQmm | 2019-02-12 18:38:47 | 0 | Pcs | 55998 | 0000 | KRW | General | 0 | 14049 | Material | N | N | N | ""
12388 | 313634-0000 | T-connector for 2xAAC 1267sqmm to 1xAAC 1267sqmm | T-connector for 2xAAC 1267sqmm to 1xAAC 1267sqmm | 2024-05-23 09:58:05 | 0 | Pcs | 1347675 | 0000 | IDR | General | 0 | 0 | Material | N | N | N | ""
11273 | 211223-0000 | T-connector for 2xAAC Lupine 1267SQmm to 1xAAAC 300SQmm | T-connector for 2xAAC Lupine 1267SQmm to 1xAAAC 300SQmm | 2019-02-11 14:19:11 | 0 | Pcs | 64.26 | 0000 | USD | General | 0 | 14049 | Material | N | N | N | ""
11269 | 211219-0000 | T-connector for 2xAAC Lupine 1267SQmm to 1xAAAC 630SQmm | T-connector for 2xAAC Lupine 1267SQmm to 1xAAAC 630SQmm | 2019-02-11 14:14:57 | 0 | Pcs | 76169 | 0000 | KRW | General | 0 | 14049 | Material | N | N | N | ""
11270 | 211220-0000 | T-connector for 2xAAC Lupine 1267SQmm to 2xAAC Lupine 1267SQmm | T-connector for 2xAAC Lupine 1267SQmm to 2xAAC Lupine 1267SQmm | 2019-02-11 14:15:47 | 0 | Pcs | 122967 | 0000 | KRW | General | 0 | 14049 | Material | N | N | N | ""
11271 | 211221-0000 | T-connector for 2xAAC Lupine 1267SQmm to 2xAAC Lupine 1267SQmm, cross type | T-connector for 2xAAC Lupine 1267SQmm to 2xAAC Lupine 1267SQmm, cross type | 2019-02-11 14:16:44 | 0 | Pcs | 187517 | 0000 | KRW | General | 0 | 14049 | Material | N | N | N | ""
12823 | 313821-0000 | T-connector for 2xACSR 450 SQmm to 2xTAL 660 SQmm | T-connector for 2xACSR 450 SQmm to 2xTAL 660 SQmm | 2025-12-07 10:28:17 | 0 | Pcs | 1854000 | 0000 | IDR | General | 0 | 0 | Material | N | N | N | ""
12424 | 313648-0000 | T-connector for 2xTAL 630SQmm to 1xTAL 850SQmm | T-connector for 2xTAL 630SQmm to 1xTAL 850SQmm | 2024-07-30 22:50:24 | 0 | Pcs | 893795 | 0000 | IDR | General | 0 | 0 | Material | N | N | N | ""
10971 | 313360-0000 | T-connector for 2xTAL 660SQmm to 2xTAL 660SQmm | T-connector for 2xTAL 660SQmm to 2xTAL 660SQmm | 2017-09-26 11:52:38 | 0 | Pcs | 0 | 0000 |  | General | 0 | 13226 | Material | N | N | N | ""
12822 | 313820-0000 | T-connector for 2xTAL 660SQmm to pad 100x100x20T | T-connector for 2xTAL 660SQmm to pad 100x100x20T | 2025-12-07 10:23:57 | 0 | Pcs | 879750 | 0000 | IDR | General | 0 | 0 | Material | N | N | N | ""
12820 | 313818-0000 | T-connector for 2xTAL 660SQmm to pad 150x150x20T | T-connector for 2xTAL 660SQmm to pad 150x150x20T | 2025-12-07 10:18:52 | 0 | Pcs | 0 | 0000 |  | General | 0 | 0 | Material | N | N | N | ""
12836 | 313834-0000 | T-connector for 2xTAL 850SQmm to 1xTAL 660SQmm | T-connector for 2xTAL 850SQmm to 1xTAL 660SQmm | 2025-12-07 12:14:24 | 0 | Pcs | 1139400 | 0000 | IDR | General | 0 | 0 | Material | N | N | N | ""
12341 | 313621-0000 | T-connector for 2xTAL 850SQmm to 1xTAL 850SQmm | T-connector for 2xTAL 850SQmm to 1xTAL 850SQmm | 2024-04-27 19:46:14 | 0 | Pcs | 1119150 | 0000 | IDR | General | 0 | 0 | Material | N | N | N | ""
12813 | 313811-0000 | T-connector for 2xTAL 850SQmm to 2xTAL 660SQmm | T-connector for 2xTAL 850SQmm to 2xTAL 660SQmm | 2025-12-07 09:10:24 | 0 | Pcs | 1450800 | 0000 | IDR | General | 0 | 0 | Material | N | N | N | ""
12824 | 313822-0000 | T-connector for 2xTAL 850SQmm to 2xTAL 850SQmm | T-connector for 2xTAL 850SQmm to 2xTAL 850SQmm | 2025-12-07 10:32:19 | 0 | Pcs | 1566450 | 0000 | IDR | General | 0 | 0 | Material | N | N | N | ""
12821 | 313819-0000 | T-connector for 2xTAL 850SQmm to pad 100x100x20T | T-connector for 2xTAL 850SQmm to pad 100x100x20T | 2025-12-07 10:21:00 | 0 | Pcs | 0 | 0000 |  | General | 0 | 0 | Material | N | N | N | ""
11124 | 313435-0000 | T-connector for TAL 1000SQmm to 2xTAL 660SQmm | T-connector for TAL 1000SQmm to 2xTAL 660SQmm | 2018-05-30 09:25:29 | 0 | Pcs | 55.22 | 0000 | USD | General | 0 | 0 | Material | N | N | N | ""
11125 | 313436-0000 | T-connector for TAL 1000SQmm to TAL 850SQmm | T-connector for TAL 1000SQmm to TAL 850SQmm | 2018-05-30 09:28:21 | 0 | Pcs | 2300000 | 0000 | IDR | General | 0 | 0 | Material | N | N | N | ""
10046 | 313191-0000 | T-connector for TAL 150 850 sqm to TAL 850 sqm | T-connector for TAL 150 850 sqm to TAL 850 sqm | 2017-09-26 11:51:09 | 0 | Pcs | 47.99 | 0000 | USD | General | 0 | 13648 | Material | N | N | N | ""
10968 | 313357-0000 | T-connector for TAL 240SQmm to TAL 850SQmm | T-connector for TAL 240SQmm to TAL 850SQmm | 2017-09-26 11:51:31 | 0 | Pcs | 33.21 | 0000 | USD | General | 0 | 13226 | Material | N | N | N | ""
11109 | 313426-0000 | T-connector for TAL 660SQmm to TAL 660SQmm | T-connector for TAL 660SQmm to TAL 660SQmm | 2018-05-14 11:27:53 | 0 | Pcs | 29.97 | 0000 | USD | General | 0 | 0 | Material | N | N | N | ""
10969 | 313358-0000 | T-connector for TAL 850SQmm to 2xTAL 660SQmm | T-connector for TAL 850SQmm to 2xTAL 660SQmm | 2017-09-26 11:51:54 | 0 | Pcs | 52.79 | 0000 | USD | General | 0 | 13226 | Material | N | N | N | ""
10970 | 313359-0000 | T-connector for TAL 850SQmm to TAL 850SQmm | T-connector for TAL 850SQmm to TAL 850SQmm | 2017-09-26 11:52:15 | 0 | Pcs | 853433 | 0000 | IDR | General | 0 | 13226 | Material | N | N | N | ""
10636 | 210001-ALFR | TCT Cutter depth 30 mm - Dia. 26 mm | TCT Cutter depth 30 mm - Dia. 26mm | 2017-06-06 09:17:50 | 0 | Unit | 0 | ALFR |  | Alfra - Germany | 0 | 13297 | Material | N | N | N | ""
10605 | 610001-ALFR | TCT Cutter depth 35 mm - Dia. 18 mm | TCT Cutter depth 35 mm - Dia. 18mm | 2017-04-27 16:19:23 | 0 | Unit | 320000 | ALFR | IDR | Alfra - Germany | 0 | 0 | Material | N | N | N | ""
10606 | 610002-ALFR | TCT Cutter depth 35 mm - Dia. 22 mm | TCT Cutter depth 35 mm - Dia. 22mm | 2017-04-27 16:23:46 | 0 | Unit | 395000 | ALFR | IDR | Alfra - Germany | 0 | 0 | Material | N | N | N | ""
10637 | 110001-ALFR | TCT Cutter depth 35 mm - Dia.22 mm | TCT Cutter depth 35 mm - Dia.22 mm | 2017-06-06 14:59:03 | 0 | Pcs | 15000 | ALFR | IDR | Alfra - Germany | 0 | 0 | Material | N | N | N | ""
7648 | 310042-0000 | Tee dus | Tee box |  | 0 | Pcs | 5000 | Gener | IDR | "" | 0 | 0 | Material | N | N | N
11634 | 313515-0000 | Tee pead connector for ACCC Lisbon 310 mm2 to AAAC 630 mm2 | Tee pead connector for ACCC Lisbon 310 mm2 to AAAC 630 mm2 | 2020-07-22 15:55:32 | 0 | Pcs | 2495025 | 0000 | IDR | General | 0 | 0 | Material | N | N | N | ""
12585 | 211483-0000 | Tee PVC 6 inch | 6 inch PVC Tee | 2025-02-12 14:19:21 | 0 | Pcs | 260100 | 0000 | IDR | General | 0 | 0 | Material | N | N | N | ""
8132 | 411003-0000 | Tel Copper Cable Connector (Tel-Splice) | Tel Copper Cable Connector (Tel-Splice) |  | 0 | Pcs | 0 | 0000 |  |  | 0 | 0 |  | N | N | N
9778 | 323104-0000 | TELEPHONE TERMINAL. | TELEPHONE TERMINAL. | 2015-02-03 14:36:53 | 0 | Set | 0 | 0000 | IDR | General | 0 | 12502 | Material | N | N | N | ""
9787 | 313165-0000 | TELEPHONE TERMINAL. | TELEPHONE TERMINAL. | 2015-02-03 14:49:06 | 0 | Set | 0 | 0000 | USD | General | 0 | 12502 | Material | N | N | N | ""
9776 | 313161-0000 | TELEPROTECTION EQUIPMENT (SUITABLE FOR PROPOSED DIGITAL PLC). | TELEPROTECTION EQUIPMENT (SUITABLE FOR PROPOSED DIGITAL PLC). | 2015-02-03 14:34:31 | 0 | Set | 10000000 | 0000 | IDR | General | 0 | 12502 | Material | N | N | N | ""
9785 | 323109-0000 | TELEPROTECTION EQUIPMENT (SUITABLE FOR PROPOSED DIGITAL PLC). | TELEPROTECTION EQUIPMENT (SUITABLE FOR PROPOSED DIGITAL PLC). | 2015-02-03 14:46:38 | 0 | Set | 0 | 0000 | IDR | General | 0 | 12502 | Material | N | N | N | ""
9802 | 820067-0000 | Temporary Office/warehouse | Temporary Office/warehouse | 2015-02-12 10:55:24 | 0 | Ls | 1320000 | 0000 | IDR | General | 0 | 12502 | Material | N | N | N | ""
11661 | 413210-0000 | TEMS Handset | TEMS Handset | 2020-09-21 12:53:35 | 0 | Pcs | 2500000 | 0000 | IDR | General | 0 | 0 | Material | N | N | N | ""
9497 | 611036-0000 | Tenda Payung Diameter 2,5m | 2.5m Diameter Umbrella Tent | 2014-10-16 11:56:29 | 0 | Pcs | 2000000 | 0000 | IDR | General | 0 | 12172 | Material | N | N | N | ""
11222 | 810073-0000 | Tensi Omron 8712 | Omron 8712 Blood Pressure Monitor | 2018-12-11 14:13:27 | 0 | Set | 435100 | 0000 | IDR | General | 0 | 0 | Material | N | N | N | ""
10156 | 413168-0000 | Tension Fitting ADSS 24C Span 600 | Tension Fitting ADSS 24C Span 600 | 2016-02-22 13:44:45 | 0 | Set | 670145 | 0000 | IDR | General | 0 | 13480 | Material | N | N | N | ""
10192 | 413174-0000 | Tension fitting adss span 600 | Tension fitting adss span 600 | 2016-05-18 13:13:46 | 0 | Set | 0 | 0000 |  | General | 0 | 13312 | Material | N | N | N | ""
11120 | 313432-0000 | Tension OPGW 70 RHL, incl. Downlead clamp | Tension OPGW 70 RHL, incl. Downlead clamp | 2018-05-23 11:23:05 | 0 | Set | 1566500 | 0000 | IDR | General | 0 | 0 | Material | N | N | N | ""
12211 | 129444-0000 | Tension Plate Rent | Tension Plate Rental | 2023-03-21 09:55:39 | 0 | Pc/Month | 5600 | 0000 | IDR | General | 0 | 0 | Material | N | N | N | ""
10812 | 313294-0000 | Tension set for GSW 55 mm | Tension set for GSW 55 mm | 2017-08-04 09:38:06 | 0 | Set | 493000 | 0000 | IDR | General | 0 | 0 | Material | N | N | N | ""
10813 | 313295-0000 | Tension set for OPGW 60 mm | Tension set for OPGW 60 mm | 2017-08-04 09:39:17 | 0 | Set | 619375 | 0000 | IDR | General | 0 | 0 | Material | N | N | N | ""
10505 | 610002-ZECH | Tensioner 75 KN, D 1500 mm Zech | Tensioner 75 KN, D 1500 mm Zech | 2016-12-22 00:20:41 | 0 | Pcs | 0 | ZECH |  | Zech | 0 | 0 | Material | N | N | N | ""
10506 | 610003-ZECH | Tensioner with engine B1500/7.5 | Tensioner with engine B1500/7.5 | 2016-12-23 07:09:47 | 0 | Set | 1105000000 | ZECH | IDR | Zech | 0 | 13355 | Material | N | N | N | ""
12575 | 313722-0000 | Terminal Block D-UK 4/10 | Terminal Block D-UK 4/10 | 2025-01-17 17:46:51 | 0 | Pcs | 5704 | 0000 | IDR | General | 0 | 0 | Material | N | N | N | ""
12576 | 313723-0000 | Terminal Block D-URTK | Terminal Block D-URTK | 2025-01-17 17:47:23 | 0 | Pcs | 14468 | 0000 | IDR | General | 0 | 0 | Material | N | N | N | ""
12581 | 313728-0000 | Terminal Block E/UK | Terminal Block E/UK | 2025-01-17 18:26:31 | 0 | Pcs | 1298 | 0000 | IDR | General | 0 | 0 | Material | N | N | N | ""
12572 | 313719-0000 | Terminal Block EB 10-8 | Terminal Block EB 10-8 | 2025-01-17 17:43:37 | 0 | Pcs | 36570 | 0000 | IDR | General | 0 | 0 | Material | N | N | N | ""
12573 | 313720-0000 | Terminal Block FBI 10-6 | FBI Terminal Block 10-6 | 2025-01-17 17:44:50 | 0 | Pcs | 21030 | 0000 | IDR | General | 0 | 0 | Material | N | N | N | ""
12574 | 313721-0000 | Terminal Block FBI 10-8 | FBI Terminal Block 10-8 | 2025-01-17 17:46:10 | 0 | Pcs | 21230 | 0000 | IDR | General | 0 | 0 | Material | N | N | N | ""
12882 | 313869-0000 | Terminal Block Feed-Through 6 mm2, DIN Rail, 600 V, 50 A | Terminal Block Feed-Through 6 mm2, DIN Rail, 600 V, 50 A | 2026-01-09 19:04:19 | 0 | Pcs | 16000 | 0000 | IDR | General | 0 | 0 | Material | N | N | N | ""
12570 | 313717-0000 | Terminal Block KLM | KLM Terminal Block | 2025-01-17 17:38:32 | 0 | Pcs | 2384 | 0000 | IDR | General | 0 | 0 | Material | N | N | N | ""
11627 | 313509-0000 | Terminal Block M 4/6 with disconnect | Terminal Block M 4/6 with disconnect | 2020-07-17 21:43:09 | 0 | Set | 47898 | 0000 | IDR | General | 0 | 0 | Material | N | N | N | ""
12571 | 313718-0000 | Terminal Block SB2-RTK/S | Terminal Block SB2-RTK/S | 2025-01-17 17:42:39 | 0 | Pcs | 15543.34 | 0000 | IDR | General | 0 | 0 | Material | N | N | N | ""
12501 | 313687-0000 | Terminal Block UK5MTK | Terminal Block UK5MTK | 2024-11-07 15:26:30 | 0 | Unit | 21480 | 0000 | IDR | General | 0 | 0 | Material | N | N | N | ""
12488 | 313674-0000 | Terminal Block UK5N | Terminal Block UK5N | 2024-11-07 14:42:15 | 0 | Unit | 11607 | 0000 | IDR | General | 0 | 0 | Material | N | N | N | ""
12487 | 313673-0000 | Terminal Block UK6N | Terminal Block UK6N | 2024-11-07 14:38:59 | 0 | Unit | 15884 | 0000 | IDR | General | 0 | 0 | Material | N | N | N | ""
12486 | 313672-0000 | Terminal Block URTKS | Terminal Block URTKS | 2024-11-07 14:35:31 | 0 | Unit | 20240 | 0000 | IDR | General | 0 | 0 | Material | N | N | N | ""
12489 | 313675-0000 | Terminal Block USLKG10 | Terminal Block USLKG10 | 2024-11-07 14:43:42 | 0 | Unit | 40467 | 0000 | IDR | General | 0 | 0 | Material | N | N | N | ""
12677 | 611346-0000 | Terminal Connector of Total Station for Cable Data USB | Terminal Connector of Total Station for USB Data Cable | 2025-07-05 13:51:55 | 0 | Set | 1700000 | 0000 | IDR | General | 0 | 0 | Material | N | N | N | ""
12468 | 720068-0000 | Terminal Handling Charge Container 20 Ft | Terminal Handling Charge Container 20 Ft | 2024-10-17 22:17:04 | 0 | Unit | 1083333 | 0000 | IDR | General | 0 | 0 | Material | N | N | N | ""
12601 | 720092-0000 | Terminal Handling Charge Container 40 Ft | Terminal Handling Charge Container 40 Ft | 2025-02-28 07:22:50 | 0 | Unit | 1652252 | 0000 | IDR | General | 0 | 0 | Material | N | N | N | ""
12602 | 720093-0000 | Terminal Handling Charge Container 40 Ft | Terminal Handling Charge Container 40 Ft | 2025-02-28 07:25:03 | 0 | Unit | 0 | 0000 |  | General | 0 | 0 | Material | N | N | N | ""
10401 | 313250-0000 | Terminal Jumper | Jumper Terminal | 2016-11-15 10:23:41 | 0 | Pcs | 250000 | 0000 | IDR | General | 0 | 0 | Material | N | N | N | ""
11296 | 211246-0000 | Terminal lug for BCC. 150SQmm to 1hole flat | Terminal lug for BCC. 150SQmm to 1 hole flat | 2019-02-11 15:04:46 | 0 | Pcs | 2.81 | 0000 | USD | General | 0 | 14049 | Material | N | N | N | ""
9226 | 313064-0000 | Terminal Power 12 mm | 12 mm Power Terminal | 2014-05-12 11:20:16 | 0 | Pcs | 0 | 0000 | IDR | General | 0 | 0 | Material | N | N | N | ""
11724 | 910006-0000 | Terminal Schuko 16A | Schuko 16A Terminal | 2021-01-12 11:18:59 | 0 | Pcs | 1325000 | 0000 | IDR | General | 0 | 0 | Material | N | N | N | ""
10293 | 424158-0000 | Terminasi core optik pada kabinet eksisting termasuk pigtail dan adapter | Optical core termination on existing cabinets including pigtails and adapters | 2016-08-30 10:31:39 | 0 | Pcs | 56250 | 0000 | IDR | General | 0 | 0 | Material | N | N | N | ""
10743 | 323180-0000 | Termination Kit for 24 kV XLPE-N2XSY for NGR | Termination Kit for 24 kV XLPE-N2XSY for NGR | 2017-08-03 19:02:07 | 0 | Set | 400000 | 0000 | IDR | General | 0 | 0 | Material | N | N | N | ""
10741 | 323178-0000 | Termination Kit for 24 kV XLPE-N2XSY power cable indoor | Termination Kit for 24 kV XLPE-N2XSY indoor power cable | 2017-08-03 18:59:58 | 0 | Set | 8250000 | 0000 | IDR | General | 0 | 0 | Material | N | N | N | ""
10742 | 323179-0000 | Termination Kit for 24 kV XLPE-N2XSY power cable outdoor | Termination Kit for 24 kV XLPE-N2XSY outdoor power cable | 2017-08-03 19:01:19 | 0 | Set | 4300000 | 0000 | IDR | General | 0 | 0 | Material | N | N | N | ""
10724 | 323174-0000 | Termination Kit for 24 kV XLPE-N2XSY power cable size and fixing accessories | Termination Kit for 24 kV XLPE-N2XSY power cable size and fixing accessories | 2017-08-03 18:37:21 | 0 | Set | 3150000 | 0000 | IDR | General | 0 | 0 | Material | N | N | N | ""
11410 | 810086-0000 | Teropong | Binoculars | 2019-07-17 15:05:20 | 0 | Pcs | 170000 | 0000 | IDR | General | 0 | 0 | Material | N | N | N | ""
10698 | 111448-0000 | Terpal | Tarpaulin | 2017-08-02 10:12:32 | 0 | Lbr | 906360 | 0000 | IDR | General | 0 | 0 | Material | N | N | N | ""
10513 | 129182-0000 | Tes Kubus Beton | Concrete Cube Test | 2017-01-20 14:52:30 | 0 | Pcs | 78125 | 0000 | IDR | General | 0 | 0 | Material | N | N | N | ""
12619 | 313735-0000 | Test Block 14 Jalur | Test Block 14 Line | 2025-04-07 09:55:56 | 0 | Pcs | 0 | 0000 |  | General | 0 | 0 | Material | N | N | N | ""
12731 | 313766-0000 | Test Block 14 Pole, 600V 20A | Test Block 14 Pole, 600V 20A | 2025-10-08 11:44:02 | 0 | Pcs | 3325000 | 0000 | IDR | General | 0 | 0 | Material | N | N | N | ""
12128 | 129434-0000 | Test Kubus | Cube Test | 2022-07-22 09:27:08 | 0 | Pcs | 75000 | 0000 | IDR | General | 0 | 0 | Material | N | N | N | ""
11098 | 129346-0000 | TEST PIT (INVESTIGASI PONDASI EXISTING) | TEST PIT (EXISTING FOUNDATION INVESTIGATION) | 2018-04-25 13:45:41 | 0 | Ls | 0 | 0000 |  | General | 0 | 0 | Material | N | N | N | ""
12546 | 129464-0000 | Test Uji Tekan Sampel Beton Dengan Bentuk Silinder | Concrete Sample Compression Test with Cylindrical Shape | 2024-12-19 17:54:08 | 0 | Pcs | 600000 | 0000 | IDR | General | 0 | 0 | Material | N | N | N | ""
10898 | 129303-0000 | Testing and Comissioning Tower Erection and Pondasi | Testing and Commissioning Tower Erection and Foundation | 2017-08-04 16:58:09 | 0 | Ls | 0 | 0000 |  | General | 0 | 0 | Material | N | N | N | ""
12350 | 323213-0000 | Testing Commissioning Buspro | Buspro Testing and Commissioning | 2024-05-16 15:44:26 | 0 | bay | 28675000 | 0000 | IDR | General | 0 | 0 | Material | N | N | N | ""
7703 | 210034-0000 | Thermatic Fire Extinquiser | Thermatic Fire Extinguisher |  | 0 | Set | 0 | Gener | "" | "" | 0 | 0 | Material | N | N | N
11289 | 211239-0000 | Thermo welding mold for cross connection of 150SQmm to 150SQmm | Thermo welding mold for cross connection of 150SQmm to 150SQmm | 2019-02-11 14:58:49 | 0 | Pcs | 54.96 | 0000 | USD | General | 0 | 14049 | Material | N | N | N | ""
11287 | 211237-0000 | Thermo welding mold for T-connection of 150SQmm to 150SQmm | Thermo welding mold for T-connection of 150SQmm to 150SQmm | 2019-02-11 14:56:37 | 0 | Pcs | 54.96 | 0000 | USD | General | 0 | 14049 | Material | N | N | N | ""
11290 | 211240-0000 | Thermo welding powder for cross connection of 150SQmm to 150SQmm (- 250) | Thermo welding powder for cross connection of 150SQmm to 150SQmm (- 250) | 2019-02-11 14:59:43 | 0 | Pcs | 5.37 | 0000 | USD | General | 0 | 14049 | Material | N | N | N | ""
11288 | 211238-0000 | Thermo welding powder for T-connection of 150SQmm to 150SQmm (- 200) | Thermo welding powder for T-connection of 150SQmm to 150SQmm (- 200) | 2019-02-11 14:57:39 | 0 | Pcs | 5.01 | 0000 | USD | General | 0 | 14049 | Material | N | N | N | ""
11621 | 611169-0000 | Thermometer Gun | Thermometer Gun | 2020-04-21 20:37:45 | 0 | Pcs | 677100 | 0000 | IDR | General | 0 | 0 | Material | N | N | N | ""
7650 | 310044-HOWE | Thermostat | Thermostat |  | 0 | Pcs | 65400 | Honey | IDR | "" | 0 | 0 | Material | N | N | N
10436 | 211116-0000 | Thimble Clevis | Thimble Clevis | 2016-11-29 09:36:48 | 0 | Pcs | 92638 | 0000 | IDR | General | 0 | 0 | Material | N | N | N | ""
11900 | 211377-0000 | Thimble Eye Triple 1T | Thimble Eye Triple 1T | 2021-09-23 21:12:41 | 0 | Pcs | 11.13 | 0000 | USD | General | 0 | 0 | Material | N | N | N | ""
11751 | 111591-0000 | Thinner | Thinner | 2021-01-29 10:17:48 | 0 | Ltr | 45000 | 0000 | IDR | General | 0 | 0 | Material | Y | N | N | ""
12098 | 211417-0000 | Tiang (steel pole) - 2 lampu | Steel pole - 2 lights | 2022-06-08 13:46:15 | 0 | Set | 5000000 | 0000 | IDR | General | 0 | 0 | Material | N | N | N | ""
12097 | 211416-0000 | Tiang (steel pole) 9 m - 1 lampu | Pole (steel pole) 9 m - 1 light | 2022-06-08 13:44:15 | 0 | Set | 4800000 | 0000 | IDR | General | 0 | 0 | Material | N | N | N | ""
12099 | 211418-0000 | Tiang (steel pole) 9 m - 3 lampu | Pole (steel pole) 9 m - 3 lights | 2022-06-08 13:48:13 | 0 | Set | 5200000 | 0000 | IDR | General | 0 | 0 | Material | N | N | N | ""
12100 | 211419-0000 | Tiang (steel pole) 9 m - 4 lampu | Pole (steel pole) 9 m - 4 lights | 2022-06-08 13:49:16 | 0 | Set | 5400000 | 0000 | IDR | General | 0 | 0 | Material | N | N | N | ""
10994 | 111469-0000 | Tiang Pagar BRC Pipa 2 inch | 2 inch BRC Pipe Fence Post | 2017-09-27 16:19:02 | 0 | btg | 151801.8 | 0000 | IDR | General | 0 | 0 | Material | N | N | N | ""
11668 | 111563-0000 | Tiang Pancang 35x35 cm K-500 | Pile 35x35 cm K-500 | 2020-09-29 20:57:00 | 0 | Mtr | 213500 | 0000 | IDR | General | 0 | 0 | Material | N | N | N | ""
11916 | 611218-0000 | Tiang PJU Bengkok 1 1/2 Inch | Bent 1 1/2 Inch Street Light Pole | 2021-09-28 14:09:35 | 0 | Unit | 0 | 0000 |  | General | 0 | 0 | Material | N | N | N | ""
8315 | 413043-0000 | Tiang Telepon (Concrete Pole) 9 Meter | 9 Meter Telephone Pole (Concrete Pole) | 2013-08-01 11:00:16 | 0 | Pcs | 0 | 0000 | IDR | General | 0 | 10101 | Material | N | N | N | ""
8306 | 413034-0000 | Tiang Telepon (Steel Pole) 7 Meter | Telephone Pole (Steel Pole) 7 Meters | 2013-08-01 10:50:22 | 0 | Pcs | 855000 | 0000 | IDR | General | 849320.39 | 10101 | Material | N | N | N | ""
8309 | 413037-0000 | Tiang Telepon (Steel Pole) 9 Meter | 9 Meter Telephone Pole (Steel Pole) | 2013-08-01 10:54:28 | 0 | Pcs | 3800000 | 0000 | IDR | General | 1388750 | 10101 | Material | N | N | N | ""
7707 | 210038-0000 | Tiang telepon/besi 7 mtr | Telephone pole/iron 7 mtr | 2014-05-06 10:15:41 | 0 | Pcs | 800000 | Gener | IDR | "" | 0 | 0 | Material | N | N | N
11965 | 611244-0000 | Tie Rod | Tie Rod | 2021-10-29 10:57:34 | 0 | Mtr | 53000 | 0000 | IDR | General | 0 | 0 | Material | N | N | N | ""
10263 | 620005-0000 | TIKI Kurir Service | TIKI Courier Service | 2016-07-26 16:42:42 | 0 | Kg | 290000 | 0000 | IDR | General | 0 | 0 | Material | N | N | N | ""
11223 | 810074-0000 | Timbangan Berat Badan | Body Weight Scale | 2018-12-11 14:14:25 | 0 | Set | 140000 | 0000 | IDR | General | 0 | 0 | Material | N | N | N | ""
10649 | 111415-0000 | tinner | thinner | 2017-06-16 14:33:37 | 0 | Kg | 30000 | 0000 | IDR | General | 0 | 0 | Material | N | N | N | ""
10475 | 610001-NDF0 | Tirfor 32 kN | Tirfor 32 kN | 2016-12-21 21:23:17 | 0 | Pcs | 4845455 | NDF0 | IDR | Non Dong Fang | 0 | 0 | Material | N | N | N | ""
10011 | 810018-0000 | Toner 53A | Toner 53A | 2015-10-06 17:48:31 | 0 | Ls | 500000 | 0000 | IDR | General | 0 | 0 | Material | N | N | N | ""
10010 | 810017-0000 | Toner 83A | Toner 83A | 2015-10-06 17:47:38 | 0 | Ls | 550000 | 0000 | IDR | General | 0 | 0 | Material | N | N | N | ""
11719 | 810109-0000 | Toner Cart PRM 270-K | Toner Cart PRM 270-K | 2021-01-11 13:51:58 | 0 | Pcs | 1996500 | 0000 | IDR | General | 0 | 0 | Material | N | N | N | ""
11720 | 810110-0000 | Toner Cart PRM 271-C | Toner Cart PRM 271-C | 2021-01-11 13:52:36 | 0 | Pcs | 3327500 | 0000 | IDR | General | 0 | 0 | Material | N | N | N | ""
11721 | 810111-0000 | Toner Cart PRM 272-Y | Toner Cart PRM 272-Y | 2021-01-11 13:53:27 | 0 | Pcs | 3327500 | 0000 | IDR | General | 0 | 0 | Material | N | N | N | ""
11722 | 810112-0000 | Toner Cart PRM 273-M | Toner Cart PRM 273-M | 2021-01-11 13:54:03 | 0 | Pcs | 3327500 | 0000 | IDR | General | 0 | 0 | Material | N | N | N | ""
11135 | 810054-0000 | TONER CART.COMPATIBLE | TONER CART COMPATIBLE | 2018-08-07 13:27:20 | 0 | Pcs | 570000 | 0000 | IDR | General | 0 | 0 | Material | N | N | N | ""
11710 | 910003-0000 | Toner CE400K | CE400K Toner | 2020-12-22 11:05:49 | 0 | Pcs | 1292500 | 0000 | IDR | General | 0 | 0 | Material | N | N | N | ""
11709 | 910002-0000 | Toner CE401C | CE401C Toner | 2020-12-22 11:04:40 | 0 | Pcs | 1853500 | 0000 | IDR | General | 0 | 0 | Material | N | N | N | ""
11711 | 910004-0000 | Toner CE402Y | CE402Y Toner | 2020-12-22 11:06:45 | 0 | Pcs | 1853500 | 0000 | IDR | General | 0 | 0 | Material | N | N | N | ""
11712 | 910005-0000 | Toner CE403M | CE403M Toner | 2020-12-22 11:07:23 | 0 | Pcs | 1853500 | 0000 | IDR | General | 0 | 0 | Material | N | N | N | ""
10240 | 611068-0000 | Toner HP 36A Laserjet | HP 36A Laserjet Toner | 2016-07-14 15:41:00 | 0 | Pcs | 525000 | 0000 | IDR | General | 0 | 0 | Material | N | N | N | ""
10241 | 611069-0000 | Toner HP 53A Black | HP 53A Black Toner | 2016-07-14 15:42:38 | 0 | Pcs | 500000 | 0000 | IDR | General | 0 | 0 | Material | N | N | N | ""
10244 | 611072-0000 | Toner HP 5550 C9730A Black | HP 5550 C9730A Black Toner | 2016-07-14 15:45:24 | 0 | Pcs | 1650000 | 0000 | IDR | General | 0 | 0 | Material | N | N | N | ""
10245 | 611073-0000 | Toner HP 5550 C9731 Colour | HP 5550 C9731 Color Toner | 2016-07-14 15:46:14 | 0 | Pcs | 1650000 | 0000 | IDR | General | 0 | 0 | Material | N | N | N | ""
10246 | 611074-0000 | Toner HP 5550 C9732 Colour | HP 5550 C9732 Color Toner | 2016-07-14 15:47:29 | 0 | Pcs | 1650000 | 0000 | IDR | General | 0 | 0 | Material | N | N | N | ""
10247 | 611075-0000 | Toner HP 5550 C9733 Colour | HP 5550 C9733 Color Toner | 2016-07-14 15:48:38 | 0 | Pcs | 1650000 | 0000 | IDR | General | 0 | 0 | Material | N | N | N | ""
10225 | 611053-0000 | Toner HP 6000 | HP 6000 Toner | 2016-07-14 14:55:26 | 0 | Pcs | 0 | 0000 |  | General | 0 | 0 | Material | N | N | N | ""
10226 | 611054-0000 | Toner HP 6001 | HP 6001 Toner | 2016-07-14 14:56:47 | 0 | Pcs | 0 | 0000 |  | General | 0 | 0 | Material | N | N | N | ""
10227 | 611055-0000 | Toner HP 6002 | HP 6002 Toner | 2016-07-14 14:57:40 | 0 | Pcs | 0 | 0000 |  | General | 0 | 0 | Material | N | N | N | ""
10228 | 611056-0000 | Toner HP 6003 | HP 6003 Toner | 2016-07-14 15:01:06 | 0 | Pcs | 0 | 0000 |  | General | 0 | 0 | Material | N | N | N | ""
10229 | 611057-0000 | Toner HP 6470 Black | HP 6470 Black Toner | 2016-07-14 15:02:24 | 0 | Pcs | 0 | 0000 |  | General | 0 | 0 | Material | N | N | N | ""
10230 | 611058-0000 | Toner HP 7581 | HP 7581 Toner | 2016-07-14 15:03:22 | 0 | Pcs | 0 | 0000 |  | General | 0 | 0 | Material | N | N | N | ""
10231 | 611059-0000 | Toner HP 7582 | HP 7582 Toner | 2016-07-14 15:04:09 | 0 | Pcs | 0 | 0000 |  | General | 0 | 0 | Material | N | N | N | ""
10232 | 611060-0000 | Toner HP 7583 | HP 7583 Toner | 2016-07-14 15:05:27 | 0 | Pcs | 0 | 0000 |  | General | 0 | 0 | Material | N | N | N | ""
10257 | 611085-0000 | Toner HP CB540A | HP CB540A Toner | 2016-07-15 08:51:18 | 0 | Pcs | 500000 | 0000 | IDR | General | 0 | 0 | Material | N | N | N | ""
10243 | 611071-0000 | Toner HP CB541A | HP CB541A Toner | 2016-07-14 15:44:23 | 0 | Pcs | 500000 | 0000 | IDR | General | 0 | 0 | Material | N | N | N | ""
10258 | 611086-0000 | Toner HP CB542A | HP CB542A Toner | 2016-07-15 08:52:03 | 0 | Pcs | 500000 | 0000 | IDR | General | 0 | 0 | Material | N | N | N | ""
10242 | 611070-0000 | Toner HP CB543A | HP CB543A Toner | 2016-07-14 15:43:41 | 0 | Pcs | 500000 | 0000 | IDR | General | 0 | 0 | Material | N | N | N | ""
10233 | 611061-0000 | Toner HP Laserjet 1320N ( 49A ) | HP Laserjet 1320N Toner (49A) | 2016-07-14 15:06:35 | 0 | Pcs | 0 | 0000 |  | General | 0 | 0 | Material | N | N | N | ""
10234 | 611062-0000 | Toner HP Laserjet 5949A | HP Laserjet 5949A Toner | 2016-07-14 15:07:38 | 0 | Pcs | 0 | 0000 |  | General | 0 | 0 | Material | N | N | N | ""
10252 | 611080-0000 | Toner HP Laserjet CP1515M Black | HP Laserjet CP1515M Black Toner | 2016-07-15 08:45:05 | 0 | Pcs | 0 | 0000 |  | General | 0 | 0 | Material | N | N | N | ""
10255 | 611083-0000 | Toner HP Laserjet CP1515N Cyan | HP Laserjet CP1515N Cyan toner | 2016-07-15 08:48:46 | 0 | Pcs | 0 | 0000 |  | General | 0 | 0 | Material | N | N | N | ""
10254 | 611082-0000 | Toner HP Laserjet CP1515N Magenta | HP Laserjet CP1515N Magenta toner | 2016-07-15 08:47:01 | 0 | Pcs | 0 | 0000 |  | General | 0 | 0 | Material | N | N | N | ""
10253 | 611081-0000 | Toner HP Laserjet CP1515N Yellow | HP Laserjet CP1515N Yellow toner | 2016-07-15 08:46:12 | 0 | Pcs | 0 | 0000 |  | General | 0 | 0 | Material | N | N | N | ""
11149 | 810061-0000 | toner HP Laserjet P2015 | HP Laserjet P2015 toner | 2018-09-19 13:36:15 | 0 | Pcs | 500000 | 0000 | IDR | General | 0 | 0 | Material | N | N | N | ""
10235 | 611063-0000 | Toner HP Q2612A | HP Q2612A Toner | 2016-07-14 15:11:08 | 0 | Pcs | 875000 | 0000 | IDR | General | 0 | 0 | Material | N | N | N | ""
10236 | 611064-0000 | Toner HP Q3960A Black | HP Q3960A Black Toner | 2016-07-14 15:12:12 | 0 | Pcs | 1650000 | 0000 | IDR | General | 0 | 0 | Material | N | N | N | ""
10237 | 611065-0000 | Toner HP Q3971A Cyan | HP Q3971A Cyan Toner | 2016-07-14 15:13:37 | 0 | Pcs | 1650000 | 0000 | IDR | General | 0 | 0 | Material | N | N | N | ""
10238 | 611066-0000 | Toner HP Q3972A Yellow | HP Q3972A Yellow Toner | 2016-07-14 15:38:51 | 0 | Pcs | 1650000 | 0000 | IDR | General | 0 | 0 | Material | N | N | N | ""
10239 | 611067-0000 | Toner HP Q3973A Magenta | HP Q3973A Magenta Toner | 2016-07-14 15:39:54 | 0 | Pcs | 1650000 | 0000 | IDR | General | 0 | 0 | Material | N | N | N | ""
10248 | 611076-0000 | Toner Printer XP 4700 (Q5950A) | XP 4700 Printer Toner (Q5950A) | 2016-07-14 16:00:34 | 0 | Pcs | 0 | 0000 |  | General | 0 | 0 | Material | N | N | N | ""
10249 | 611077-0000 | Toner Printer XP 4700 (Q5951) | XP 4700 Printer Toner (Q5951) | 2016-07-14 16:01:29 | 0 | Pcs | 0 | 0000 |  | General | 0 | 0 | Material | N | N | N | ""
10250 | 611078-0000 | Toner Printer XP 4700 (Q5952) | XP 4700 Printer Toner (Q5952) | 2016-07-14 16:02:27 | 0 | Pcs | 0 | 0000 |  | General | 0 | 0 | Material | N | N | N | ""
10251 | 611079-0000 | Toner Printer XP 4700 (Q5953) | XP 4700 Printer Toner (Q5953) | 2016-07-14 16:03:06 | 0 | Pcs | 0 | 0000 |  | General | 0 | 0 | Material | N | N | N | ""
10515 | 810035-0000 | Toner Q7570A | Toner Q7570A | 2017-01-25 11:54:59 | 0 | Pcs | 1402500 | 0000 | IDR | General | 0 | 0 | Material | N | N | N | ""
11414 | 810088-0000 | Tong drum | drum barrel | 2019-07-18 15:23:23 | 0 | Pcs | 150000 | 0000 | IDR | General | 0 | 0 | Material | N | N | N | ""
10076 | 611044-0000 | Tool Kits | Tool Kits | 2015-11-30 15:11:05 | 0 | Set | 250000 | 0000 | IDR | General | 0 | 0 | Material | N | N | N | ""
11064 | 313408-0000 | Tools Dagnostic GI | GI Diagnostic Tools | 2018-03-16 15:43:55 | 0 | Set | 50301000 | 0000 | IDR | General | 0 | 0 | Material | N | N | N | ""
12208 | 129441-0000 | Top Standard UVH 100 Rent | Top Standard UVH 100 Rent | 2023-03-21 09:53:15 | 0 | Pc/Month | 8800 | 0000 | IDR | General | 0 | 0 | Material | N | N | N | ""
12229 | 129453-0000 | Top Standard UVH 150 Rent | Top Standard UVH 150 Rent | 2023-03-25 21:30:57 | 0 | Pc/Month | 13600 | 0000 | IDR | General | 0 | 0 | Material | N | N | N | ""
9941 | 610001-NIKO | Total Station | Total Station | 2015-06-23 14:43:53 | 0 | Pcs | 57727272.73 | NIKO | IDR | NIKON | 0 | 0 | Material | N | N | N | ""
11871 | 211349-0000 | Tower Bearing Plate | Tower Bearing Plate | 2021-09-23 18:54:31 | 0 | Pcs | 0 | 0000 |  | General | 0 | 0 | Material | N | N | N | ""
10422 | 211107-0000 | Tower Bonding Clamp for GSW 55 | Tower Bonding Clamp for GSW 55 | 2016-11-23 14:34:10 | 0 | Set | 111150 | 0000 | IDR | General | 0 | 0 | Material | N | N | N | ""
11872 | 211350-0000 | Tower Foundation Plate | Tower Foundation Plate | 2021-09-23 18:56:19 | 0 | Pcs | 5368704 | 0000 | IDR | General | 0 | 0 | Material | N | N | N | ""
11869 | 211347-0000 | Tower Gimbal Pivot Steel Plate | Tower Gimbal Pivot Steel Plate | 2021-09-23 18:38:06 | 0 | Pcs | 0 | 0000 |  | General | 0 | 0 | Material | Y | N | N | ""
8691 | 111256-0000 | Tower Lattice transmission 150 kV | Tower Lattice transmission 150 kV | 2013-10-10 18:12:09 | 0 | Kg | 21800 | 0000 | IDR | General | 16500 | 11378 | Material | N | N | N | ""
8690 | 111255-0000 | Tower Monopole Transmission 150 kV | Tower Monopole Transmission 150 kV | 2013-10-10 18:11:04 | 0 | Kg | 30000 | 0000 | IDR | General | 21700 | 11378 | Material | N | N | N | ""
11870 | 211348-0000 | Tower Mounting Plate | Tower Mounting Plate | 2021-09-23 18:43:20 | 0 | Pcs | 0 | 0000 |  | General | 0 | 0 | Material | N | N | N | ""
11003 | 211142-0000 | Tower SST 36m | SST Tower 36m | 2017-10-11 13:46:43 | 0 | Kg | 19500 | 0000 | IDR | General | 0 | 19500 | Material | N | N | N | ""
10964 | 413197-0000 | Tower SST 42m | SST Tower 42m | 2017-09-27 15:38:52 | 0 | Kg | 25000 | 0000 | IDR | General | 0 | 0 | Material | N | N | N | ""
10883 | 129290-0000 | Tower Type AA4 12 | Tower Type AA4 12 | 2017-08-04 16:12:42 | 0 | Kg | 0 | 0000 |  | General | 0 | 0 | Material | N | N | N | ""
10884 | 129291-0000 | Tower Type AA4 15 | Tower Type AA4 15 | 2017-08-04 16:14:00 | 0 | Kg | 0 | 0000 |  | General | 0 | 0 | Material | N | N | N | ""
10885 | 129292-0000 | Tower Type DD4 12 | Tower Type DD4 12 | 2017-08-04 16:15:00 | 0 | Kg | 0 | 0000 |  | General | 0 | 0 | Material | N | N | N | ""
10886 | 129293-0000 | Tower Type DDR4 9 | Tower Type DDR4 9 | 2017-08-04 16:16:10 | 0 | Kg | 0 | 0000 |  | General | 0 | 0 | Material | N | N | N | ""
8588 | 111230-0000 | Tower Type Test TSP30 plus 0 | Tower Type Test TSP30 plus 0 | 2013-10-04 08:03:50 | 0 | Set | 0 | 0000 | IDR | General | 0 | 11132 | Material | N | N | N | ""
12158 | 710009-0000 | Toyota Avanza 1300 cc Automatic | Toyota Avanza 1300 cc Automatic | 2022-08-31 10:27:44 | 0 | Set | 205027027.03 | 0000 | IDR | General | 0 | 0 | Material | N | N | N | ""
12288 | 710012-0000 | Toyota Hilux Double Gardan Double Cabin | Toyota Hilux Double Axle Double Cabin | 2023-08-09 16:34:16 | 0 | Unit | 350000 | 0000 | IDR | General | 0 | 0 | Material | N | N | N | ""
12287 | 710011-0000 | Toyota Rush AT | Toyota Rush AT | 2023-08-09 16:32:04 | 0 | Ls | 254144144.14 | 0000 | IDR | General | 0 | 0 | Material | N | N | N | ""
12157 | 710008-0000 | Toyota Veloz 1500 cc | Toyota Veloz 1500 cc | 2022-08-31 10:24:28 | 0 | Set | 271801802 | 0000 | IDR | General | 0 | 0 | Material | N | N | N | ""
11062 | 313406-0000 | TP Independent Digital (64 kbps, 2 Mbps, C37.94) | TP Independent Digital (64 kbps, 2 Mbps, C37.94) | 2018-03-16 15:42:26 | 0 | Set | 119113400 | 0000 | IDR | General | 0 | 0 | Material | N | N | N | ""
11235 | 810081-0000 | Traffic Cone | Traffic Cone | 2019-01-17 11:47:01 | 0 | Pcs | 90000 | 0000 | IDR | General | 0 | 0 | Material | N | N | N | ""
9315 | 720015-0000 | Trafo 3 Phase 25 KVA | 25 KVA 3 Phase Transformer | 2014-12-03 09:10:48 | 0 | Ls | 30369900 | 0000 | IDR | General | 30369900 | 11683 | Material | N | N | N | ""
11240 | 211191-0000 | Trafo las 900 watt | 900 watt welding transformer | 2019-01-18 15:54:11 | 0 | Unit | 2099099.1 | 0000 | IDR | General | 0 | 0 | Material | N | N | N | ""
10012 | 810019-0000 | Training Manajemen | Management Training | 2015-10-07 10:42:40 | 0 | Ls | 7000000 | 0000 | IDR | General | 0 | 0 | Material | N | N | N | ""
10013 | 810020-0000 | Training Motivasi diri | Self-motivation training | 2015-10-07 10:44:01 | 0 | Ls | 10363636.5 | 0000 | IDR | General | 0 | 0 | Material | N | N | N | ""
10960 | 129323-0000 | Training Multiplexer & PLC | Multiplexer & PLC Training | 2017-09-13 11:36:14 | 0 | Set | 19511000 | 0000 | IDR | General | 0 | 13262 | Material | N | N | N | ""
10952 | 323196-0000 | TRAINING SAS | SAS TRAINING | 2017-09-12 15:17:21 | 0 | lot | 23852000 | 0000 | IDR | General | 0 | 0 | Material | N | N | N | ""
11803 | 611184-0000 | Traktor Angkut | Transport Tractor | 2021-06-11 21:29:13 | 0 | Unit | 0 | 0000 |  | General | 0 | 0 | Material | N | N | N | ""
10811 | 313293-0000 | TRANSFORMER BAY 150kV Circuit Breaker (CB) | TRANSFORMER BAY 150kV Circuit Breaker (CB) | 2017-08-04 09:27:53 | 0 | Set | 474252000 | 0000 | IDR | General | 0 | 0 | Material | N | N | N | ""
10840 | 111460-0000 | TRANSFORMER BAY 150kV CT Steel Support | TRANSFORMER BAY 150kV CT Steel Support | 2017-08-04 10:35:37 | 0 | Set | 0 | 0000 |  | General | 0 | 0 | Material | N | N | N | ""
10829 | 313303-0000 | TRANSFORMER BAY 150kV Current Tranformer (CT) | TRANSFORMER BAY 150kV Current Transformer (CT) | 2017-08-04 10:00:23 | 0 | Set | 138298000 | 0000 | IDR | General | 0 | 0 | Material | N | N | N | ""
10827 | 111458-0000 | TRANSFORMER BAY 150kV DS Steel Support | TRANSFORMER BAY 150kV DS Steel Support | 2017-08-04 09:56:53 | 0 | Set | 0 | 0000 |  | General | 0 | 0 | Material | N | N | N | ""
10841 | 111461-0000 | TRANSFORMER BAY 150kV LA Steel Support | TRANSFORMER BAY 150kV LA Steel Support | 2017-08-04 10:36:27 | 0 | Set | 0 | 0000 |  | General | 0 | 0 | Material | N | N | N | ""
10830 | 313304-0000 | TRANSFORMER BAY 150kV Single phase Lightning Arrester | TRANSFORMER BAY 150kV Single phase Lightning Arrester | 2017-08-04 10:01:21 | 0 | Set | 30128000 | 0000 | IDR | General | 0 | 0 | Material | N | N | N | ""
10828 | 313302-0000 | TRANSFORMER BAY150kV Disconnecting Switch (DS) | TRANSFORMER BAY150kV Disconnecting Switch (DS) | 2017-08-04 09:59:39 | 0 | Set | 101932000 | 0000 | IDR | General | 0 | 0 | Material | N | N | N | ""
10839 | 111459-0000 | TRANSFORMER BAY150kV DS Steel Support | TRANSFORMER BAY150kV DS Steel Support | 2017-08-04 10:34:47 | 0 | Set | 0 | 0000 |  | General | 0 | 0 | Material | N | N | N | ""
12053 | 313552-0000 | Transformer 200 kVA | 200 kVA Transformer | 2022-01-27 15:49:49 | 0 | Set | 137000000 | 0000 | IDR | General | 0 | 0 | Material | N | N | N | ""
12054 | 313553-0000 | Transformer 300 kVA | 300 kVA Transformer | 2022-01-27 15:51:19 | 0 | Set | 205000000 | 0000 | IDR | General | 0 | 0 | Material | N | N | N | ""
10740 | 323177-0000 | Transformer Regulation Panel complete with AVR and other accessories | Transformer Regulation Panel complete with AVR and other accessories | 2017-08-03 18:57:23 | 0 | Set | 0 | 0000 |  | General | 0 | 0 | Material | N | N | N | ""
8568 | 111210-0000 | Transmission line tower Type DD4 plus 6 | Transmission line tower Type DD4 plus 6 | 2013-10-04 07:40:27 | 0 | Set | 0 | 0000 | IDR | General | 0 | 11132 | Material | N | N | N | ""
8565 | 111208-0000 | Transmission line tower Type BB4 plus 3 | Transmission line tower Type BB4 plus 3 | 2013-10-04 00:17:42 | 0 | Set | 95000 | 0000 | IDR | General | 0 | 11132 | Material | N | N | N | ""
8567 | 111209-0000 | Transmission line tower Type CC4 plus 0 | Transmission line tower Type CC4 plus 0 | 2013-10-04 00:20:57 | 0 | Set | 0 | 0000 | IDR | General | 0 | 11132 | Material | N | N | N | ""
8569 | 111211-0000 | Transmission line tower Type DDR4 plus 0 | Transmission line tower Type DDR4 plus 0 | 2013-10-04 07:41:22 | 0 | Set | 0 | 0000 | IDR | General | 0 | 11132 | Material | N | N | N | ""
8570 | 111212-0000 | Transmission line tower Type DDR4 plus 3 | Transmission line tower Type DDR4 plus 3 | 2013-10-04 07:42:23 | 0 | Set | 0 | 0000 | IDR | General | 0 | 11132 | Material | N | N | N | ""
9891 | 111344-0000 | Transmission Line Tower Type DDR6 Plus 9 | Transmission Line Tower Type DDR6 Plus 9 | 2015-06-16 10:48:17 | 0 | Set | 16250 | 0000 | IDR | General | 0 | 0 | Material | N | N | N | ""
8587 | 111229-0000 | Transmission Line Tower Type DSP plus 3 | Transmission Line Tower Type DSP plus 3 | 2013-10-04 08:02:56 | 0 | Set | 0 | 0000 | IDR | General | 0 | 11132 | Material | N | N | N | ""
8571 | 111213-0000 | Transmission Line Tower Type EE4 plus 3 | Transmission Line Tower Type EE4 plus 3 | 2013-10-04 07:43:16 | 0 | Set | 0 | 0000 | IDR | General | 0 | 11132 | Material | N | N | N | ""
8572 | 111214-0000 | Transmission Line Tower Type SSP1 plus 0 | Transmission Line Tower Type SSP1 plus 0 | 2013-10-04 07:44:07 | 0 | Set | 0 | 0000 | IDR | General | 0 | 11132 | Material | N | N | N | ""
8576 | 111218-0000 | Transmission Line Tower Type SSP1 plus 12 | Transmission Line Tower Type SSP1 plus 12 | 2013-10-04 07:53:46 | 0 | Set | 0 | 0000 | IDR | General | 0 | 11132 | Material | N | N | N | ""
8573 | 111215-0000 | Transmission Line Tower Type SSP1 plus 3 | Transmission Line Tower Type SSP1 plus 3 | 2013-10-04 07:45:46 | 0 | Set | 0 | 0000 | IDR | General | 0 | 11132 | Material | N | N | N | ""
8574 | 111216-0000 | Transmission Line Tower Type SSP1 plus 6 | Transmission Line Tower Type SSP1 plus 6 | 2013-10-04 07:46:38 | 0 | Set | 0 | 0000 | IDR | General | 0 | 11132 | Material | N | N | N | ""
8575 | 111217-0000 | Transmission Line Tower Type SSP1 plus 9 | Transmission Line Tower Type SSP1 plus 9 | 2013-10-04 07:52:59 | 0 | Set | 0 | 0000 | IDR | General | 0 | 11132 | Material | N | N | N | ""
8577 | 111219-0000 | Transmission Line Tower Type SSP5 plus 0 | Transmission Line Tower Type SSP5 plus 0 | 2013-10-04 07:54:44 | 0 | Set | 0 | 0000 | IDR | General | 0 | 11132 | Material | N | N | N | ""
8579 | 111221-0000 | Transmission Line Tower Type SSP5 plus 12 | Transmission Line Tower Type SSP5 plus 12 | 2013-10-04 07:56:14 | 0 | Set | 0 | 0000 | IDR | General | 0 | 11132 | Material | N | N | N | ""
8578 | 111220-0000 | Transmission Line Tower Type SSP5 plus 3 | Transmission Line Tower Type SSP5 plus 3 | 2013-10-04 07:55:27 | 0 | Set | 0 | 0000 | IDR | General | 0 | 11132 | Material | N | N | N | ""
8580 | 111222-0000 | Transmission Line Tower Type TSP15 plus 0 | Transmission Line Tower Type TSP15 plus 0 | 2013-10-04 07:57:01 | 0 | Set | 0 | 0000 | IDR | General | 0 | 11132 | Material | N | N | N | ""
8581 | 111223-0000 | Transmission Line Tower Type TSP15 plus 3 | Transmission Line Tower Type TSP15 plus 3 | 2013-10-04 07:58:09 | 0 | Set | 0 | 0000 | IDR | General | 0 | 11132 | Material | N | N | N | ""
8582 | 111224-0000 | Transmission Line Tower Type TSP15 plus 6 | Transmission Line Tower Type TSP15 plus 6 | 2013-10-04 07:58:55 | 0 | Set | 0 | 0000 | IDR | General | 0 | 11132 | Material | N | N | N | ""
8583 | 111225-0000 | Transmission Line Tower Type TSP30 plus 0 | Transmission Line Tower Type TSP30 plus 0 | 2013-10-04 07:59:59 | 0 | Set | 0 | 0000 | IDR | General | 0 | 11132 | Material | N | N | N | ""
8584 | 111226-0000 | Transmission Line Tower Type TSP30 plus 3 | Transmission Line Tower Type TSP30 plus 3 | 2013-10-04 08:00:41 | 0 | Set | 0 | 0000 | IDR | General | 0 | 11132 | Material | N | N | N | ""
8585 | 111227-0000 | Transmission Line Tower Type TSP30 plus 6 | Transmission Line Tower Type TSP30 plus 6 | 2013-10-04 08:01:25 | 0 | Set | 0 | 0000 | IDR | General | 0 | 11132 | Material | N | N | N | ""
8586 | 111228-0000 | Transmission Line Tower Type TSP60 plus 0 | Transmission Line Tower Type TSP60 plus 0 | 2013-10-04 08:02:14 | 0 | Set | 0 | 0000 | IDR | General | 0 | 11132 | Material | N | N | N | ""
8149 | 820004-0000 | Transport Material | Material Transport | 2013-07-04 10:39:57 | 0 | Ls | 1200000 | 0000 | IDR | General | 12000000 | 9982 | Material | N | N | N | ""
8522 | 720009-0000 | Transport Material China - Jakarta | Material Transport China - Jakarta | 2013-10-01 16:19:19 | 0 | Rit | 33045830 | 0000 | IDR | General | 2152.54 | 11132 | Material | N | N | N | ""
9295 | 720014-0000 | Transportasi dan Operasional | Transportation and Operations | 2014-06-05 11:22:06 | 0 | Ls | 2500000 | 0000 | IDR | General | 112000000 | 11513 | Material | N | N | N | ""
12342 | 720057-0000 | Transportasi Full Container Load Uk 20 Ft Jakarta - Pangkalan Bun | Full Container Load Transportation 20 Ft Jakarta - Pangkalan Bun | 2024-04-30 18:13:39 | 0 | Rit | 0 | 0000 |  | General | 0 | 0 | Material | N | N | N | ""
12397 | 720063-0000 | Transportasi Jabodetabek - Riau menggunakan Truk Fuso | Jabodetabek - Riau Transportation using Fuso Trucks | 2024-05-24 09:20:37 | 0 | Rit | 0 | 0000 |  | General | 0 | 0 | Material | N | N | N | ""
12396 | 720062-0000 | Transportasi Jabodetabek - Riau menggunakan Truk Tronton | Jabodetabek - Riau Transportation Using Tronton Trucks | 2024-05-24 09:18:45 | 0 | Rit | 0 | 0000 |  | General | 0 | 0 | Material | N | N | N | ""
10641 | 720039-0000 | Transportasi Jack Hammer & Genset dari Palu - Jakarta | Jack Hammer & Generator Transportation from Palu - Jakarta | 2017-06-08 14:20:37 | 0 | Ls | 1500000 | 0000 | IDR | General | 0 | 0 | Material | N | N | N | ""
8782 | 720011-0000 | Transportasi Jakarta - Maba Halmahera | Transportation from Jakarta to Maba Halmahera | 2013-12-06 10:54:37 | 0 | Rit | 31524000 | 0000 | IDR | General | 31524000 | 11678 | Material | N | N | N | ""
11147 | 720047-0000 | Transportasi Jakarta - Medan menggunakan Truk Fuso | Transportation from Jakarta to Medan using Fuso Trucks | 2018-09-13 15:27:16 | 0 | Unit | 0 | 0000 |  | General | 0 | 0 | Material | N | N | N | ""
11148 | 720048-0000 | Transportasi Jakarta - Medan menggunakan Truk Trailler | Transportation from Jakarta to Medan using a trailer truck | 2018-09-13 15:28:32 | 0 | Unit | 0 | 0000 |  | General | 0 | 0 | Material | N | N | N | ""
11146 | 720046-0000 | Transportasi Jakarta - Medan menggunakan Truk Tronton | Transportation from Jakarta to Medan using a Tronton Truck | 2018-09-13 15:25:27 | 0 | Unit | 36000000 | 0000 | IDR | General | 0 | 0 | Material | N | N | N | ""
8781 | 720010-0000 | Transportasi Jakarta - Sofifi Halmahera | Transportation from Jakarta to Sofifi Halmahera | 2014-12-23 11:00:35 | 0 | M3 | 1500000 | 0000 | IDR | General | 1819675 | 11678 | Material | N | N | N | ""
9335 | 720016-0000 | Transportasi Material Container 20 Feet Jakarta - Borong (Ruteng) | 20-Feet Container Material Transportation Jakarta - Borong (Ruteng) | 2014-06-16 13:34:30 | 0 | Rit | 32000000 | 0000 | IDR | General | 32000000 | 11841 | Material | N | N | N | ""
9337 | 720018-0000 | Transportasi Material Container 20 Feet Jakarta - Waikabubak | 20 Feet Container Material Transportation Jakarta - Waikabubak | 2014-06-16 13:35:48 | 0 | Rit | 0 | 0000 | IDR | General | 0 | 11841 | Material | N | N | N | ""
9336 | 720017-0000 | Transportasi Material Container 20 Feet Jakarta - Waingapu | 20 Feet Container Material Transportation Jakarta - Waingapu | 2014-06-16 13:35:11 | 0 | Rit | 0 | 0000 | IDR | General | 0 | 11841 | Material | N | N | N | ""
9361 | 720019-0000 | Transportasi Material Container 40 Feet Jakarta - Borong (Ruteng) | 40-Feet Container Material Transportation Jakarta - Borong (Ruteng) | 2014-07-14 11:16:19 | 0 | Rit | 0 | 0000 | IDR | General | 0 | 11869 | Material | N | N | N | ""
8174 | 720001-0000 | Transportasi material container Jakarta - Toli Toli 20feet | Container material transportation Jakarta - Toli Toli 20 feet | 2013-07-10 14:19:16 | 0 | Rit | 35000000 | 0000 | IDR | General | 35000000 | 9982 | Material | N | N | N | ""
8175 | 720002-0000 | Transportasi material container Jakarta - Toli Toli 40feet | Container material transportation Jakarta - Toli Toli 40 feet | 2013-07-10 14:20:00 | 0 | Rit | 0 | 0000 | IDR | General | 0 | 9982 | Material | N | N | N | ""
9880 | 720031-0000 | Transportasi Material Jakarta - Tasikmalaya | Material Transportation Jakarta - Tasikmalaya | 2015-06-10 15:41:39 | 0 | Ls | 6250000 | 0000 | IDR | General | 0 | 0 | Material | N | N | N | ""
9366 | 720021-0000 | Transportasi Material Jakarta - Waikabubak | Material Transportation Jakarta - Waikabubak | 2014-07-23 14:22:13 | 0 | M3 | 1000000 | 0000 | IDR | General | 1000000 | 11601 | Material | N | N | N | ""
9365 | 720020-0000 | Transportasi Material Jakarta - Waingapu | Material Transportation Jakarta - Waingapu | 2014-07-23 14:21:12 | 0 | M3 | 993937.59 | 0000 | IDR | General | 1282064 | 11601 | Material | N | N | N | ""
9518 | 720024-0000 | Transportasi Material Jakarta ke Kupang | Material Transportation from Jakarta to Kupang | 2014-10-28 10:57:00 | 0 | M3 | 0 | 0000 | IDR | General | 0 | 12168 | Material | N | N | N | ""
9514 | 720023-0000 | Transportasi material Jakarta-Halmahera | Jakarta-Halmahera material transportation | 2014-10-27 14:56:00 | 0 | M3 | 1500000 | 0000 | IDR | General | 1500000 | 12168 | Material | N | N | N | ""
9519 | 720025-0000 | Transportasi Material Maumere ke Kupang | Transportation of Materials from Maumere to Kupang | 2014-10-28 10:59:24 | 0 | Rit | 0 | 0000 | IDR | General | 0 | 12168 | Material | N | N | N | ""
12594 | 720089-0000 | Transportasi material menggunakan Dumptruck Standart Index 8 | Material transportation using a Standard Index 8 Dump Truck | 2025-02-19 17:54:08 | 0 | m3/100m | 342.4 | 0000 | IDR | General | 0 | 0 | Material | N | N | N | ""
12698 | 720117-0000 | Transportasi material menggunakan Dumptruck Standart Index 8 | Material transportation using a Standard Index 8 Dump Truck | 2025-07-29 17:23:11 | 0 | Day | 969388 | 0000 | IDR | General | 0 | 0 | Material | N | N | N | ""
11980 | 720052-0000 | Transportasi Menggunakan Mobil Trailer | Transportation Using a Trailer Car | 2021-12-05 19:43:57 | 0 | Kg | 60 | 0000 | IDR | General | 0 | 0 | Material | N | N | N | ""
12457 | 720066-0000 | Transportasi Menggunakan Truck Trailer | Transportation Using Truck Trailer | 2024-09-22 12:35:07 | 0 | Rit | 4750000 | 0000 | IDR | General | 0 | 0 | Material | N | N | N | ""
12456 | 720065-0000 | Transportasi Menggunakan Truck Tronton | Transportation Using a Tronton Truck | 2024-09-22 11:51:07 | 0 | pkm | 0 | 0000 |  | General | 0 | 0 | Material | N | N | N | ""
12458 | 720067-0000 | Transportasi Menggunakan Truck Tronton | Transportation Using a Tronton Truck | 2024-09-22 12:36:47 | 0 | Rit | 0 | 0000 |  | General | 0 | 0 | Material | N | N | N | ""
12455 | 720064-0000 | Transportasi Menggunakan Truk Trailer | Transportation Using Trailer Trucks | 2024-09-22 11:45:51 | 0 | pkm | 0 | 0000 |  | General | 0 | 0 | Material | N | N | N | ""
11144 | 720044-0000 | Transportasi Surabaya - Medan menggunakan Truk Fuso | Surabaya - Medan Transportation using Fuso Trucks | 2018-09-13 15:22:31 | 0 | Unit | 0 | 0000 |  | General | 0 | 0 | Material | N | N | N | ""
11145 | 720045-0000 | Transportasi Surabaya - Medan menggunakan Truk Trailler | Transportation from Surabaya to Medan using a trailer truck | 2018-09-13 15:24:14 | 0 | Unit | 0 | 0000 |  | General | 0 | 0 | Material | N | N | N | ""
10062 | 720034-0000 | Transportasi Waingapu - Subaim | Waingapu - Subaim Transportation | 2015-11-19 12:13:44 | 0 | Rit | 54687500 | 0000 | IDR | General | 0 | 0 | Material | N | N | N | ""
9770 | 720030-0000 | Transportation | Transportation | 2015-02-03 14:27:45 | 0 | Ls | 850000 | 0000 | IDR | General | 12187500 | 12502 | Material | N | N | N | ""
8369 | 720006-0000 | Transporter container 40 feet Jakarta - Banjar Baru | 40-foot container transporter Jakarta - Banjar Baru | 2013-08-19 16:27:16 | 0 | Rit | 0 | 0000 | IDR | General | 0 | 10301 | Material | N | N | N | ""
8368 | 720005-0000 | Transporter container 40 feet Jakarta - Palangkaraya | 40 feet container transporter Jakarta - Palangkaraya | 2013-08-19 16:26:34 | 0 | Rit | 0 | 0000 | IDR | General | 0 | 10301 | Material | N | N | N | ""
8367 | 720004-0000 | Transporter container 40 feet Jakarta - Tarakan | 40 feet container transporter Jakarta - Tarakan | 2013-08-19 16:25:27 | 0 | Rit | 0 | 0000 | IDR | General | 0 | 10301 | Material | N | N | N | ""
8446 | 720008-0000 | Transporter Fuso Jakarta - Medan | Fuso Transporter Jakarta - Medan | 2013-09-06 09:19:06 | 0 | Rit | 36000000 | 0000 | IDR | General | 0 | 10863 | Material | N | N | N | ""
8370 | 720007-0000 | Transporter Tronton Jakarta - sukabumi | Tronton Transporter Jakarta - Sukabumi | 2013-08-19 16:28:09 | 0 | Rit | 0 | 0000 | IDR | General | 0 | 10301 | Material | N | N | N | ""
11968 | 611247-0000 | Trash Pump Uk. 3 Inch | Trash Pump Size 3 Inch | 2021-10-31 08:56:20 | 0 | Unit | 4545455 | 0000 | IDR | General | 0 | 0 | Material | N | N | N | ""
8150 | 820005-0000 | Travel & Fares/Business Trip | Travel & Fares/Business Trip | 2013-07-04 10:41:04 | 0 | Ls | 28000 | 0000 | IDR | General | 2574900 | 9982 | Material | N | N | N | ""
8384 | 820015-0000 | Traveling | Traveling | 2013-08-20 11:36:24 | 0 | Ls | 4506700 | 0000 | IDR | General | 752000 | 10301 | Material | N | N | N | ""
11526 | 313495-0000 | Triangle Yoke Plat 120kN | Triangle Yoke Plate 120kN | 2019-09-23 21:05:14 | 0 | Pcs | 310834 | 0000 | IDR | General | 0 | 0 | Material | N | N | N | ""
11525 | 313494-0000 | Triangle Yoke Plat 210kN | Triangle Yoke Plate 210kN | 2019-09-23 21:04:55 | 0 | Pcs | 406278 | 0000 | IDR | General | 0 | 0 | Material | N | N | N | ""
11946 | 611234-0000 | Triangular Yoke Plate 120 kN | Triangular Yoke Plate 120 kN | 2021-10-15 18:48:11 | 0 | Pcs | 410000 | 0000 | IDR | General | 0 | 0 | Material | N | N | N | ""
9944 | 413147-0000 | Tri-Band Combiner (Triplexer) GSM-UMTS-WiMax | Tri-Band Combiner (Triplexer) GSM-UMTS-WiMax | 2018-12-28 10:27:58 | 0 | Pcs | 5500000 | 0000 | IDR | General | 5500000 | 14552 | Material | N | N | N | ""
12774 | 313801-0000 | Trip Circuit Supervision Relay | Trip Circuit Supervision Relay | 2025-11-08 17:22:09 | 0 | Unit | 0 | 0000 |  | General | 0 | 0 | Material | N | N | N | ""
11467 | 111529-0000 | Tripek 3mm | 3mm plywood | 2019-08-21 20:51:57 | 0 | Lbr | 170000 | 0000 | IDR | General | 0 | 0 | Material | N | N | N | ""
7417 | 410068-PACI | Triple Band Combiner, CH1=900Mhz,CH2=1800Mhz,CH3=2100MHz | Triple Band Combiner, CH1=900Mhz,CH2=1800Mhz,CH3=2100MHz | 2016-02-09 15:32:44 | 0 | Pcs | 390 | Pacif | USD |  | 400 | 13820 |  | N | N | N
11902 | 211379-0000 | Triple Eye Adaptor | Triple Eye Adapter | 2021-09-23 21:16:37 | 0 | Pcs | 640224 | 0000 | IDR | General | 0 | 0 | Material | N | N | N | ""
11943 | 611231-0000 | Triple Helix Anchor | Triple Helix Anchor | 2021-10-15 18:42:03 | 0 | Pcs | 383700 | 0000 | IDR | General | 0 | 0 | Material | N | N | N | ""
9472 | 111303-0000 | Triplex 9mm | Triplex 9mm | 2014-09-11 16:15:13 | 0 | Lbr | 170000 | 0000 | IDR | General | 115000 | 11696 | Material | N | N | N | ""
11618 | 211305-0000 | Tripod | Tripod | 2020-04-07 19:54:26 | 0 | Pcs | 803500 | 0000 | IDR | General | 0 | 0 | Material | N | N | N | ""
8769 | 810003-0000 | Trolly ukuran 150 Kg | Trolley size 150 kg | 2013-11-19 09:15:53 | 0 | Pcs | 0 | 0000 | IDR | General | 0 | 11116 | Material | N | N | N | ""
10419 | 211104-0000 | Trunion Suspension Clamp for ACSR 240/40 (T102) | Trunion Suspension Clamp for ACSR 240/40 (T102) | 2016-11-23 14:30:11 | 0 | Set | 352863 | 0000 | IDR | General | 0 | 0 | Material | N | N | N | ""
12134 | 313571-0000 | Trunnion Suspension Clamp Clevis With Counter Weight For Cond 27.0-36.0 | Trunnion Suspension Clamp Clevis With Counter Weight For Cond 27.0-36.0 | 2022-08-07 22:13:06 | 0 | Set | 2548750 | 0000 | IDR | General | 0 | 0 | Material | N | N | N | ""
12443 | 313656-0000 | T-terminal Clamp Connector 2 x AAC Lupine 1267 Sqmm to Stud dia.60 mm | T-terminal Clamp Connector 2 x AAC Lupine 1267 Sqmm to Stud dia.60 mm | 2024-08-29 10:15:57 | 0 | Set | 1347675 | 0000 | IDR | General | 0 | 0 | Material | N | N | N | ""
10054 | 313199-0000 | T-terminal conector for CVT. TAL 850 sqm to 4-dia. 14 holes flat, cc 45, pad 100x100x20T | T-terminal connector for CVT. TAL 850 sqm to 4-dia. 14 holes flat, cc 45, pad 100x100x20T | 2015-11-19 11:15:08 | 0 | Pcs | 708500 | 0000 | IDR | General | 0 | 13648 | Material | N | N | N | ""
10056 | 313201-0000 | T-terminal conector for LA. TAL 850 sqm to 4-dia. 14 holes flat, cc 44.5, pad 100x100x20T | T-terminal connector for LA. TAL 850 sqm to 4-dia. 14 holes flat, cc 44.5, pad 100x100x20T | 2015-11-19 11:18:26 | 0 | Pcs | 691595 | 0000 | IDR | General | 0 | 13648 | Material | N | N | N | ""
10055 | 313200-0000 | T-terminal conector for LINE TRAP. TAL 850 sqm to 4-dia. 14 holes flat, cc 45 | T-terminal connector for LINE TRAP. TAL 850 sqm to 4-dia. 14 holes flat, cc 45 | 2015-11-19 11:17:20 | 0 | Pcs | 35.29 | 0000 | USD | General | 0 | 13648 | Material | N | N | N | ""
11264 | 211214-0000 | T-terminal connector for 1xAAAC 300SQmm to stud D40x80mm w/ Al-Cu Bi-metal sleeve | T-terminal connector for 1xAAAC 300SQmm to stud D40x80mm w/ Al-Cu Bi-metal sleeve | 2019-02-11 14:09:31 | 0 | Pcs | 810000 | 0000 | IDR | General | 0 | 14049 | Material | N | N | N | ""
11248 | 211198-0000 | T-terminal connector for 1xAAAC 630SQmm to 4-D 14.5 holes flat | T-terminal connector for 1xAAAC 630SQmm to 4-D 14.5 holes flat | 2019-02-11 13:44:47 | 0 | Pcs | 26626 | 0000 | KRW | General | 0 | 14049 | Material | N | N | N | ""
12389 | 313635-0000 | T-terminal connector for 1xAAC 1267 sqmm to 4-dia 14 holes flat - cc 50, pad 100x100x20 | T-terminal connector for 1xAAC 1267 sqmm to 4-dia 14 holes flat - cc 50, pad 100x100x20 | 2024-05-23 10:01:07 | 0 | Pcs | 843200 | 0000 | IDR | General | 0 | 0 | Material | N | N | N | ""
12830 | 313828-0000 | T-terminal connector for 1xTAL 660SQmm to stud dia 30mm | T-terminal connector for 1xTAL 660SQmm to stud dia 30mm | 2025-12-07 11:32:50 | 0 | Pcs | 0 | 0000 |  | General | 0 | 0 | Material | N | N | N | ""
12814 | 313812-0000 | T-terminal connector for 2xTAL 660SQmm | T-terminal connector for 2xTAL 660SQmm | 2025-12-07 09:29:27 | 0 | Pcs | 1399500 | 0000 | IDR | General | 0 | 0 | Material | N | N | N | ""
11107 | 313424-0000 | T-terminal connector for 2xTAL 660SQmm to 6-dia 16 holes flat, cc 45, pad 120x160x20T | T-terminal connector for 2xTAL 660SQmm to 6-dia 16 holes flat, cc 45, pad 120x160x20T | 2018-05-14 11:23:53 | 0 | Pcs | 53.46 | 0000 | USD | General | 0 | 0 | Material | N | N | N | ""
11105 | 313422-0000 | T-terminal connector for 2xTAL 660SQmm to stud dia 40x120mm | T-terminal connector for 2xTAL 660SQmm to stud dia 40x120mm | 2018-05-14 11:18:55 | 0 | Pcs | 0 | 0000 |  | General | 0 | 0 | Material | N | N | N | ""
11111 | 313428-0000 | T-terminal connector for 2xTAL 660SQmm to stud dia 50x120mm | T-terminal connector for 2xTAL 660SQmm to stud dia 50x120mm | 2018-05-14 16:56:02 | 0 | Pcs | 64.26 | 0000 | USD | General | 0 | 0 | Material | N | N | N | ""
10966 | 313355-0000 | T-terminal connector for 2xTAL 660SQmm to stud dia 60x120mm | T-terminal connector for 2xTAL 660SQmm to stud dia 60x120mm | 2017-09-26 11:45:48 | 0 | Pcs | 64.26 | 0000 | USD | General | 0 | 13226 | Material | N | N | N | ""
10972 | 313361-0000 | T-terminal connector for TAL 850SQmm to 4-dia 14 holes flat - cc 44,5, pad 100x100x15T | T-terminal connector for TAL 850SQmm to 4-dia 14 holes flat - cc 44.5, pad 100x100x15T | 2017-09-26 11:44:59 | 0 | Pcs | 407038.5 | 0000 | IDR | General | 0 | 13226 | Material | N | N | N | ""
11113 | 313430-0000 | T-terminal connector for TAL 850SQmm to stud dia 40x120mm | T-terminal connector for TAL 850SQmm to stud dia 40x120mm | 2018-05-15 10:44:01 | 0 | Pcs | 920500 | 0000 | IDR | General | 0 | 0 | Material | N | N | N | ""
11112 | 313429-0000 | T-terminal connector for TAL 850SQmm to stud dia 50x120mm | T-terminal connector for TAL 850SQmm to stud dia 50x120mm | 2018-05-15 10:12:26 | 0 | Pcs | 47.79 | 0000 | USD | General | 0 | 0 | Material | N | N | N | ""
10965 | 313354-0000 | T-terminal connector for TAL 850SQmm to stud dia 60x120mm | T-terminal connector for TAL 850SQmm to stud dia 60x120mm | 2017-09-26 11:46:09 | 0 | Pcs | 47.79 | 0000 | USD | General | 0 | 13262 | Material | N | N | N | ""
10967 | 313356-0000 | T-terminal connector for Trafo TAL 850SQmm to stud dia 30x120mm | T-terminal connector for Transformer TAL 850SQmm to stud dia 30x120mm | 2017-09-26 11:45:27 | 0 | Pcs | 35.91 | 0000 | USD | General | 0 | 13226 | Material | N | N | N | ""
11266 | 211216-0000 | T-terminal connector for Transformer. 1xAAAC 300SQmm to stud D30x80mm | T-terminal connector for Transformer. 1xAAAC 300SQmm to stud D30x80mm | 2019-02-11 14:11:40 | 0 | Pcs | 21.98 | 0000 | USD | General | 0 | 14049 | Material | N | N | N | ""
11252 | 211202-0000 | T-terminal connector for. 1xAAAC 630SQmm to stud D40x80mm w/ Al-Cu Bi-metal sleeve | T-terminal connector for. 1xAAAC 630SQmm to stud D40x80mm w/ Al-Cu Bi-metal sleeve | 2019-02-11 13:49:40 | 0 | Pcs | 33566 | 0000 | KRW | General | 0 | 0 | Material | N | N | N | ""
12442 | 313655-0000 | T-terminal Straight Clamp Connector 2 x AAC Lupine 1267 Sqmm to Stud dia.60 mm | T-terminal Straight Clamp Connector 2 x AAC Lupine 1267 Sqmm to Stud dia.60 mm | 2024-08-29 10:02:58 | 0 | Set | 0 | 0000 |  | General | 0 | 0 | Material | N | N | N | ""
11941 | 611229-0000 | Turn Buckle 210 kN | Turn Buckle 210 kN | 2021-10-15 18:39:25 | 0 | Pcs | 968000 | 0000 | IDR | General | 0 | 0 | Material | N | N | N | ""
12093 | 611300-0000 | Turn buckle 24 mm | Turn buckle 24 mm | 2022-04-25 16:25:49 | 0 | Pcs | 119455 | 0000 | IDR | General | 0 | 0 | Material | N | N | N | ""
10501 | 610017-TSE0 | turn buckle 5T | turn buckle 5T | 2016-12-21 23:54:54 | 0 | Pcs | 810600 | TSE0 | IDR | TSE | 0 | 0 | Material | N | N | N | ""
10488 | 610014-DNFG | turn buckle 5T | turn buckle 5T | 2016-12-21 21:52:52 | 0 | Pcs | 1100000 | DNFG | IDR | Dong Fang | 0 | 0 | Material | N | N | N | ""
11883 | 211361-0000 | Turn Buckle Eye 35 KIP 7/8x12 | Turn Buckle Eye 35 KIP 7/8x12 | 2021-09-23 20:24:01 | 0 | Pcs | 968000 | 0000 | IDR | General | 0 | 0 | Material | N | N | N | ""
9898 | 211093-0000 | tutup tanki BBM excavator Komatsu PC-75 | Komatsu PC-75 excavator fuel tank cap | 2015-06-17 13:45:21 | 0 | Pcs | 0 | 0000 |  | General | 0 | 0 | Material | N | N | N | ""
11572 | 611164-0000 | TV | TV | 2020-01-23 10:00:28 | 0 | Pcs | 4773874 | 0000 | IDR | General | 0 | 0 | Material | N | N | N | ""
11605 | 313505-0000 | TV Layar LED 32 Inch | 32 Inch LED Screen TV | 2020-04-07 18:17:10 | 0 | Pcs | 2097297.3 | 0000 | IDR | General | 0 | 0 | Material | N | N | N | ""
10579 | 313277-0000 | Twelve twin line conductors TACSR/AS 410/67 mm2 | Twelve twin line conductors TACSR/AS 410/67 mm2 | 2017-03-27 18:46:16 | 0 | Km | 0 | 0000 |  | General | 0 | 0 | Material | N | N | N | ""
11517 | 313486-0000 | Twin Rigid Spacer Jumper | Twin Rigid Spacer Jumper | 2019-09-23 20:58:39 | 0 | Pcs | 347838 | 0000 | IDR | General | 0 | 0 | Material | N | N | N | ""
11530 | 313499-0000 | Twisted Ball Eye 20mm | Twisted Ball Eye 20mm | 2019-09-23 21:15:22 | 0 | Pcs | 92638 | 0000 | IDR | General | 0 | 0 | Material | N | N | N | ""
11516 | 313485-0000 | Twisted Bow Shackle 210kN | Twisted Bow Shackle 210kN | 2019-09-23 20:58:03 | 0 | Pcs | 205691 | 0000 | IDR | General | 0 | 0 | Material | N | N | N | ""
12135 | 313572-0000 | Twisted Clevis Tounge | Twisted Clevis Tongue | 2022-08-07 22:17:15 | 0 | Pcs | 165000 | 0000 | IDR | General | 0 | 0 | Material | N | N | N | ""
10438 | 211118-0000 | Twisted Connector | Twisted Connector | 2016-11-29 09:37:42 | 0 | Pcs | 0 | 0000 |  | General | 0 | 0 | Material | N | N | N | ""
10434 | 211114-0000 | Twisted Double Clevis | Twisted Double Clevis | 2016-11-29 09:34:11 | 0 | Pcs | 100000 | 0000 | IDR | General | 0 | 0 | Material | N | N | N | ""
11519 | 313488-0000 | Twisted Eye Tongue | Twisted Eye Tongue | 2019-09-23 20:59:58 | 0 | Pcs | 52061 | 0000 | IDR | General | 0 | 0 | Material | N | N | N | ""
11723 | 413211-0000 | Twisted Pair cable - 2 pair x 0,6 mm | Twisted Pair cable - 2 pairs x 0.6 mm | 2021-01-11 15:39:33 | 0 | Mtr | 15000 | 0000 | IDR | General | 0 | 0 | Material | N | N | N | ""
10164 | 611050-0000 | Two/Three Bundle Conductor Pulley | Two/Three Bundle Conductor Pulley | 2016-03-03 09:13:02 | 0 | Set | 0 | 0000 |  | General | 0 | 0 | Material | N | N | N | ""
10675 | 111425-0000 | Type 4AA11 plus 0 Tower (Standard Height) | Type 4AA11 plus 0 Tower (Standard Height) | 2017-07-27 18:50:33 | 0 | Kg | 0 | 0000 |  | General | 0 | 0 | Material | N | N | N | ""
10676 | 111426-0000 | Type 4AA11 Plus 3 Tower | Type 4AA11 Plus 3 Tower | 2017-07-27 18:51:43 | 0 | Kg | 0 | 0000 |  | General | 0 | 0 | Material | N | N | N | ""
10677 | 111427-0000 | Type 4AA11 Plus 6 Tower | Type 4AA11 Plus 6 Tower | 2017-07-27 18:52:26 | 0 | Kg | 0 | 0000 |  | General | 0 | 0 | Material | N | N | N | ""
10678 | 111428-0000 | Type 4BB11 Plus 6 Tower | Type 4BB11 Plus 6 Tower | 2017-07-27 18:59:26 | 0 | Kg | 0 | 0000 |  | General | 0 | 13319 | Material | N | N | N | ""
10679 | 111429-0000 | Type 4BB11 Plus 9 Tower | Type 4BB11 Plus 9 Tower | 2017-07-27 18:57:47 | 0 | Kg | 0 | 0000 |  | General | 0 | 0 | Material | N | N | N | ""
10680 | 111430-0000 | Type 4CC11 Plus 0 Tower | Type 4CC11 Plus 0 Tower | 2017-07-27 19:00:24 | 0 | Kg | 0 | 0000 |  | General | 0 | 0 | Material | N | N | N | ""
10683 | 111433-0000 | Type 4CC11 Plus 12 Tower | Type 4CC11 Plus 12 Tower | 2017-07-27 19:03:34 | 0 | Kg | 0 | 0000 |  | General | 0 | 0 | Material | N | N | N | ""
10681 | 111431-0000 | Type 4CC11 Plus 3 Tower | Type 4CC11 Plus 3 Tower | 2017-07-27 19:01:54 | 0 | Kg | 0 | 0000 |  | General | 0 | 0 | Material | N | N | N | ""
10682 | 111432-0000 | Type 4CC11 Plus 9 Tower | Type 4CC11 Plus 9 Tower | 2017-07-27 19:02:43 | 0 | Kg | 0 | 0000 |  | General | 0 | 0 | Material | N | N | N | ""
10684 | 111434-0000 | Type 4DD11 Min 3 Tower | Type 4DD11 Min 3 Tower | 2017-07-27 19:04:36 | 0 | Kg | 0 | 0000 |  | General | 0 | 0 | Material | N | N | N | ""
10685 | 111435-0000 | Type 4DD11 Plus 0 Tower | Type 4DD11 Plus 0 Tower | 2017-07-27 19:05:01 | 0 | Kg | 0 | 0000 |  | General | 0 | 0 | Material | N | N | N | ""
10689 | 111439-0000 | Type 4DD11 Plus 12 Tower | Type 4DD11 Plus 12 Tower | 2017-07-27 19:07:32 | 0 | Kg | 0 | 0000 |  | General | 0 | 0 | Material | N | N | N | ""
10686 | 111436-0000 | Type 4DD11 Plus 3 Tower | Type 4DD11 Plus 3 Tower | 2017-07-27 19:05:44 | 0 | Kg | 0 | 0000 |  | General | 0 | 0 | Material | N | N | N | ""
10687 | 111437-0000 | Type 4DD11 Plus 6 Tower | Type 4DD11 Plus 6 Tower | 2017-07-27 19:06:20 | 0 | Kg | 0 | 0000 |  | General | 0 | 0 | Material | N | N | N | ""
10688 | 111438-0000 | Type 4DD11 Plus 9 Tower | Type 4DD11 Plus 9 Tower | 2017-07-27 19:06:57 | 0 | Kg | 0 | 0000 |  | General | 0 | 0 | Material | N | N | N | ""
10690 | 111440-0000 | Type 4DDR11 Min 3 Tower | Type 4DDR11 Min 3 Tower | 2017-07-27 19:08:28 | 0 | Kg | 0 | 0000 |  | General | 0 | 0 | Material | N | N | N | ""
10691 | 111441-0000 | Type 4DDR11 Plus 0 Tower | Type 4DDR11 Plus 0 Tower | 2017-07-27 19:09:04 | 0 | Kg | 0 | 0000 |  | General | 0 | 0 | Material | N | N | N | ""
10692 | 111442-0000 | Type 4EE11 Min 3 Tower | Type 4EE11 Min 3 Tower | 2017-07-27 19:10:00 | 0 | Kg | 0 | 0000 |  | General | 0 | 0 | Material | N | N | N | ""
10693 | 111443-0000 | Type 4EE11 Plus 6 Tower | Type 4EE11 Plus 6 Tower | 2017-07-27 19:10:37 | 0 | Kg | 0 | 0000 |  | General | 0 | 0 | Material | N | N | N | ""
10694 | 111444-0000 | Type 4EE11 Plus 9 Tower | Type 4EE11 Plus 9 Tower | 2017-07-27 19:11:05 | 0 | Kg | 0 | 0000 |  | General | 0 | 0 | Material | N | N | N | ""
10924 | 129310-0000 | Type AA plus 12 - Kelas 6 (Concrete Pile) 12 m 4 Pile | Type AA plus 12 - Class 6 (Concrete Pile) 12 m 4 Pile | 2017-08-08 11:13:56 | 0 | Ls | 0 | 0000 |  | General | 0 | 0 | Material | N | N | N | ""
10925 | 129311-0000 | Type AA plus 12 - Kelas 6 (Concrete Pile) 14 m 4 Pile | Type AA plus 12 - Class 6 (Concrete Pile) 14 m 4 Pile | 2017-08-08 11:14:46 | 0 | Ls | 0 | 0000 |  | General | 0 | 0 | Material | N | N | N | ""
10923 | 129309-0000 | Type AA plus 12 - Kelas 3W (Concrete Pad dan Chimney) | Type AA plus 12 - Class 3W (Concrete Pad and Chimney) | 2017-08-08 11:13:02 | 0 | Ls | 0 | 0000 |  | General | 0 | 0 | Material | N | N | N | ""
10926 | 129312-0000 | Type AA plus 15 - Kelas 6 (Concrete Pile) 14 m 4 Pile (Pondasi) | Type AA plus 15 - Class 6 (Concrete Pile) 14 m 4 Pile (Foundation) | 2017-08-08 11:15:52 | 0 | Ls | 0 | 0000 |  | General | 0 | 0 | Material | N | N | N | ""
10927 | 129313-0000 | Type AA plus 15 - Kelas 6 (Concrete Pile) 18 m 4 Pile (Pondasi) | Type AA plus 15 - Class 6 (Concrete Pile) 18 m 4 Pile (Foundation) | 2017-08-08 11:16:37 | 0 | Ls | 0 | 0000 |  | General | 0 | 0 | Material | N | N | N | ""
10919 | 129305-0000 | Type AA plus 6 - Kelas 6 (Concrete Pile) 6 m 4 Pile (Pondasi) | Type AA plus 6 - Class 6 (Concrete Pile) 6 m 4 Pile (Foundation) | 2017-08-08 11:09:40 | 0 | Ls | 0 | 0000 |  | General | 0 | 0 | Material | N | N | N | ""
10921 | 129307-0000 | Type AA plus 9 - Kelas 6 (Concrete Pile) 6 m 4 Pile (Pondasi) | Type AA plus 9 - Class 6 (Concrete Pile) 6 m 4 Pile (Foundation) | 2017-08-08 11:11:22 | 0 | Ls | 0 | 0000 |  | General | 0 | 0 | Material | N | N | N | ""
10922 | 129308-0000 | Type AA plus 9 - Kelas 6 (Concrete Pile) 8 m 4 Pile (Pondasi) | Type AA plus 9 - Class 6 (Concrete Pile) 8 m 4 Pile (Foundation) | 2017-08-08 11:12:09 | 0 | Ls | 0 | 0000 |  | General | 0 | 0 | Material | N | N | N | ""
10932 | 129317-0000 | Type AA6 - Kelas 6 (Concrete Pile) 12 m 4 Pile | Type AA6 - Class 6 (Concrete Pile) 12 m 4 Pile | 2017-08-09 20:42:07 | 0 | Ls | 0 | 0000 |  | General | 0 | 0 | Material | N | N | N | ""
10933 | 129318-0000 | Type AA6 - Kelas 6 (Concrete Pile) 18 m 4 Pile | Type AA6 - Class 6 (Concrete Pile) 18 m 4 Pile | 2017-08-09 20:43:24 | 0 | Ls | 0 | 0000 |  | General | 0 | 0 | Material | N | N | N | ""
10934 | 129319-0000 | Type AA9 - Kelas 6 (Concrete Pile) 12 m 4 Pile | Type AA9 - Class 6 (Concrete Pile) 12 m 4 Pile | 2017-08-09 20:45:28 | 0 | Ls | 0 | 0000 |  | General | 0 | 0 | Material | N | N | N | ""
10920 | 129306-0000 | Type AAplus 6 - Kelas 6 (Concrete Pile) 16 m 4 Pile (Pondasi) | Type AAplus 6 - Class 6 (Concrete Pile) 16 m 4 Pile (Foundation) | 2017-08-08 11:10:32 | 0 | Ls | 0 | 0000 |  | General | 0 | 0 | Material | N | N | N | ""
10929 | 129315-0000 | Type BB plus 12 - Kelas 6 (Concrete Pile) 12 m 4 Pile (Pondasi) | Type BB plus 12 - Class 6 (Concrete Pile) 12 m 4 Pile (Foundation) | 2017-08-08 11:18:12 | 0 | Ls | 0 | 0000 |  | General | 0 | 0 | Material | N | N | N | ""
10928 | 129314-0000 | Type BB plus 9 - Kelas 6 (Concrete Pile) 10 m 4 Pile (Pondasi) | Type BB plus 9 - Class 6 (Concrete Pile) 10 m 4 Pile (Foundation) | 2017-08-08 11:17:24 | 0 | Ls | 0 | 0000 |  | General | 0 | 0 | Material | N | N | N | ""
10930 | 129316-0000 | Type DDR plus 6 - Kelas 6 (Concrete Pile) 12 m 4 Pile (Pondasi) | Type DDR plus 6 - Class 6 (Concrete Pile) 12 m 4 Pile (Foundation) | 2017-08-08 11:18:56 | 0 | Ls | 0 | 0000 |  | General | 0 | 0 | Material | N | N | N | ""
12170 | 211442-0000 | U Bolt & Nut M16 70x145x80 120Kn | U Bolt & Nut M16 70x145x80 120Kn | 2022-10-06 17:27:31 | 0 | Pcs | 357000 | 0000 | IDR | General | 0 | 0 | Material | N | N | N | ""
12167 | 611307-0000 | U Bolt & Nut M16x70x145 120Kn | U Bolt & Nut M16x70x145 120Kn | 2022-10-06 17:08:17 | 0 | Pcs | 0 | 0000 |  | General | 0 | 0 | Material | N | N | N | ""
12090 | 211415-0000 | U Bolt & Nut M20 85x145x80 | U Bolt & Nut M20 85x145x80 | 2022-04-07 12:15:47 | 0 | Pcs | 436000 | 0000 | IDR | General | 0 | 0 | Material | N | N | N | ""
11690 | 211315-0000 | U Bolt & Nut M20x90x155 | U Bolt & Nut M20x90x155 | 2020-10-13 12:17:21 | 0 | Pcs | 170000 | 0000 | IDR | General | 0 | 0 | Material | N | N | N | ""
11748 | 111588-0000 | U bolt 3 inch | 3 inch U bolt | 2021-01-26 10:48:45 | 0 | Pcs | 5000 | 0000 | IDR | General | 0 | 0 | Material | N | N | N | ""
12395 | 211471-0000 | U-Bolt for M20x60x180 | U-Bolt for M20x60x180 | 2024-05-23 11:10:38 | 0 | Pcs | 0 | 0000 |  | General | 0 | 0 | Material | N | N | N | ""
10057 | 313202-0000 | U-Bolt for M20x70x180 | U-Bolt for M20x70x180 | 2015-11-19 11:19:17 | 0 | Pcs | 456000 | 0000 | IDR | General | 0 | 13648 | Material | N | N | N | ""
12684 | 221063-0000 | Uji Bending Pada Besi | Bending Test on Iron | 2025-07-15 09:59:10 | 0 | Pcs | 400000 | 0000 | IDR | General | 0 | 0 | Material | N | N | N | ""
10727 | 129233-0000 | Uji Petik Sondir | Soil Test | 2017-08-03 18:43:27 | 0 | Set | 1000000 | 0000 | IDR | General | 0 | 0 | Material | N | N | N | ""
12476 | 129463-0000 | Uji Sand Cone | Sand Cone Test | 2024-10-30 10:18:29 | 0 | Ttk | 1500000 | 0000 | IDR | General | 0 | 0 | Material | N | N | N | ""
10991 | 129326-0000 | uji tarik besi | iron tensile test | 2017-09-22 16:51:25 | 0 | Ls | 400000 | 0000 | IDR | General | 0 | 0 | Material | N | N | N | ""
11814 | 211332-0000 | Uji Tekuk Besi | Iron Bending Test | 2021-07-14 16:06:13 | 0 | Ls | 100000 | 0000 | IDR | General | 0 | 0 | Material | N | N | N | ""
12379 | 323223-0000 | Uji Thermovisi | Thermovision Test | 2024-05-20 12:49:46 | 0 | Ls | 0 | 0000 |  | General | 0 | 0 | Material | N | N | N | ""
10639 | 210001-UNBR | UNIBOR HSS Cutter M2 26 x 30 mm | UNIBOR HSS Cutter M2 26 x 30 mm | 2017-06-07 08:49:29 | 0 | ea | 7500 | UNBR | IDR | UNIBOR | 0 | 0 | Material | N | N | N | ""
10640 | 210002-UNBR | UNIBOR Pilot Pin S 30mm | UNIBOR Pilot Pin S 30mm | 2017-06-07 08:51:19 | 0 | ea | 89876.8 | UNBR | IDR | UNIBOR | 0 | 0 | Material | N | N | N | ""
9383 | 313074-0000 | Unsymmetrical Vee Suspension 120 kN ACSR 240/40 mm | Unsymmetrical Vee Suspension 120 kN ACSR 240/40 mm | 2014-08-07 18:22:51 | 0 | Set | 1778280.3 | 0000 | IDR | General | 292.27 | 11666 | Material | N | N | N | ""
9111 | 129085-0000 | Upah Pekerja untuk material selain material utama | Worker's wages for materials other than main materials | 2014-03-14 16:29:31 | 0 | Ls | 95416.67 | 0000 | IDR | General | 1192180381 | 11633 | Material | N | N | N | ""
9109 | 129084-0000 | Upah Pekerjaan Material Utama | Main Material Work Wages | 2014-03-14 16:28:24 | 0 | Ls | 145000 | 0000 | IDR | General | 0 | 11633 | Material | N | N | N | ""
10998 | 129327-0000 | Upah Pekerjaan Pondasi | Foundation Work Wages | 2017-10-06 15:39:10 | 0 | Ls | 500000 | 0000 | IDR | General | 0 | 0 | Material | N | N | N | ""
10348 | 129173-0000 | Upah Pekerjaan Pondasi Aa2 class 5 | Foundation Work Wages Aa2 class 5 | 2016-10-04 15:19:11 | 0 | Unit | 0 | 0000 |  | General | 0 | 13103 | Material | N | N | N | ""
10357 | 129176-0000 | Upah Pekerjaan Pondasi Type Aa2 Class 1 | Wages for Foundation Work Type Aa2 Class 1 | 2016-10-04 15:20:19 | 0 | Unit | 0 | 0000 |  | General | 0 | 13103 | Material | N | N | N | ""
10360 | 129177-0000 | Upah Pekerjaan Pondasi Type Aa2 class 1 | Wages for Foundation Work Type Aa2 class 1 | 2016-10-04 15:20:41 | 0 | Unit | 0 | 0000 |  | General | 0 | 13103 | Material | N | N | N | ""
10363 | 129178-0000 | Upah Pekerjaan Pondasi Type Aa2 class 4 | Wages for Foundation Work Type Aa2 class 4 | 2016-10-04 15:21:04 | 0 | Unit | 0 | 0000 |  | General | 0 | 13103 | Material | N | N | N | ""
10366 | 129179-0000 | Upah Pekerjaan pondasi type Bb2 class 1 | Wages for foundation work type Bb2 class 1 | 2016-10-04 15:21:29 | 0 | Unit | 0 | 0000 |  | General | 0 | 13103 | Material | N | N | N | ""
10354 | 129175-0000 | Upah Pekerjaan pondasi Type Cc2 class 3 | Wages for foundation work Type Cc2 class 3 | 2016-10-04 15:19:56 | 0 | Unit | 33633600 | 0000 | IDR | General | 0 | 13103 | Material | N | N | N | ""
10351 | 129174-0000 | Upah Pekerjaan Pondasi Type Cc2 class 5 | Foundation Work Wages Type Cc2 class 5 | 2016-10-04 15:19:34 | 0 | Unit | 0 | 0000 |  | General | 0 | 13103 | Material | N | N | N | ""
9322 | 313073-0000 | UPS 5 KVA | 5 KVA UPS | 2014-06-12 17:53:15 | 0 | Pcs | 0 | 0000 | IDR | General | 0 | 11683 | Material | N | N | N | ""
10514 | 810034-0000 | USB Flashdisk 8 GB | 8 GB USB Flash Drive | 2017-01-24 09:33:42 | 0 | Pcs | 80000 | 0000 | IDR | General | 0 | 0 | Material | N | N | N | ""
10195 | 413175-0000 | UTP Cable Cat 6 | UTP Cable Cat 6 | 2016-07-01 13:44:43 | 0 | Mtr | 8000 | 0000 | IDR | General | 6105 | 13120 | Material | N | N | N | ""
10131 | 424141-0000 | UTP Cat 5 Cable | UTP Cat 5 Cable | 2016-02-02 13:55:38 | 0 | Mtr | 3000 | 0000 | IDR | General | 0 | 13883 | Material | N | N | N | ""
10625 | 410004-KOBE | VA32G8739360 ECU, Spare Q-Rank6 | VA32G8739360 ECU, Spare Q-Rank6 | 2017-06-02 14:05:15 | 0 | Pcs | 25330000 | KOBE | IDR | KOBELCO | 0 | 0 | Material | N | N | N | ""
12012 | 611276-0000 | Vanbelt Tipe B 52 | Vanbelt Type B 52 | 2022-01-09 12:07:15 | 0 | Pcs | 46540 | 0000 | IDR | General | 0 | 0 | Material | N | N | N | ""
12011 | 611275-0000 | Vanbelt tipe B 80 | Vanbelt type B 80 | 2022-01-09 12:06:10 | 0 | Pcs | 61600 | 0000 | IDR | General | 0 | 0 | Material | N | N | N | ""
10087 | 720035-0000 | Vehicle Rent | Vehicle Rental | 2016-03-03 08:34:42 | 0 | Day | 700000 | 0000 | IDR | General | 0 | 13407 | Material | N | N | N | ""
8182 | 820008-0000 | Vehicle Rent | Vehicle Rental | 2013-07-11 10:27:31 | 0 | Mth | 15000000 | 0000 | IDR | General | 6250000 | 9982 | Material | N | N | N | ""
11342 | 810083-0000 | Velbed Alumunium | Aluminum Velbed | 2019-03-28 14:21:43 | 0 | Pcs | 580000 | 0000 | IDR | General | 0 | 0 | Material | N | N | N | ""
12802 | 111716-0000 | Ventilasi Jalusi Aluminium Ukr 900 mm x 540 mm (Bouven Louver) | Aluminum Jalousie Ventilation Size 900 mm x 540 mm (Bouven Louver) | 2025-11-30 13:47:33 | 0 | Unit | 0 | 0000 |  | General | 0 | 0 | Material | N | N | N | ""
12372 | 323220-0000 | Verifikasi TKDN | TKDN Verification | 2024-05-19 14:10:10 | 0 | Ls | 73000000 | 0000 | IDR | General | 0 | 0 | Material | N | N | N | ""
11633 | 313514-0000 | Vibration Damper for ACCC Lisbon 310, include armor rod | Vibration Damper for ACCC Lisbon 310, includes armor rod | 2020-07-22 15:51:31 | 0 | Set | 0 | 0000 |  | General | 0 | 0 | Material | N | N | N | ""
9931 | 313182-0000 | Vibration damper for conductor TACSR 410 | Vibration damper for conductor TACSR 410 | 2015-06-19 16:16:39 | 0 | Pcs | 538717 | 0000 | IDR | General | 0 | 0 | Material | N | N | N | ""
9932 | 313183-0000 | Vibration damper for GSW 55 & OPGW 70 | Vibration damper for GSW 55 & OPGW 70 | 2015-06-19 16:19:36 | 0 | Pcs | 233450 | 0000 | IDR | General | 0 | 0 | Material | N | N | N | ""
10909 | 211131-0000 | Vibration Damper, Stockbridge Type for Conductor ACSR HAWK 240/40 sq.mm | Vibration Damper, Stockbridge Type for Conductor ACSR HAWK 240/40 sq.mm | 2017-08-04 17:31:21 | 0 | Pcs | 313592 | 0000 | IDR | General | 0 | 0 | Material | N | N | N | ""
10908 | 211130-0000 | Vibration Damper, Stockbridge Type for Conductor GSW 55 sq.mm | Vibration Damper, Stockbridge Type for Conductor GSW 55 sq.mm | 2017-08-04 17:30:29 | 0 | Pcs | 238670 | 0000 | IDR | General | 0 | 0 | Material | N | N | N | ""
10907 | 211129-0000 | Vibration Damper, Stockbridge Type for Optical Ground Wire (OPGW) 60 sq.mm | Vibration Damper, Stockbridge Type for Optical Ground Wire (OPGW) 60 sq.mm | 2017-08-04 17:29:43 | 0 | Pcs | 233508 | 0000 | IDR | General | 0 | 0 | Material | N | N | N | ""
11834 | 129431-0000 | Vibrator Sewa Mesin | Vibrator Machine Rental | 2021-09-03 14:12:34 | 0 | Mth | 0 | 0000 |  | General | 0 | 0 | Material | N | N | N | ""
12730 | 313765-0000 | Voltage Test Block, 2.2kV insulation rating, 10-pole type, suitable for voltage testing and protection | Voltage Test Block, 2.2kV insulation rating, 10-pole type, suitable for voltage testing and protection | 2025-10-08 11:32:01 | 0 | Pcs | 1140000 | 0000 | IDR | General | 0 | 0 | Material | N | N | N | ""
11574 | 424174-0000 | Walk & Drive Test | Walk & Drive Test | 2020-02-04 20:34:24 | 0 | Ls | 2500000 | 0000 | IDR | General | 0 | 0 | Material | N | N | N | ""
9310 | 211046-0000 | Walking Meter | Walking Meter | 2014-06-10 13:09:56 | 0 | Pcs | 850000 | 0000 | IDR | General | 750000 | 11683 | Material | N | N | N | ""
9389 | 313080-0000 | Warning Light on conductor | Warning Light on conductor | 2014-08-07 19:05:14 | 0 | Set | 900 | 0000 | USD | General | 0 | 11666 | Material | N | N | N | ""
8144 | 411015-0000 | Warning Tape | Warning Tape | 2014-10-27 16:27:15 | 0 | Rol | 185000 | 0000 | IDR |  | 245000 | 0 |  | N | N | N
8382 | 820013-0000 | Warranty / Retention | Warranty / Retention | 2013-08-20 11:32:28 | 0 | Ls | 2250000 | 0000 | IDR | General | 0 | 10301 | Material | N | N | N | ""
7715 | 110003-0000 | Wash primer | Wash primer |  | 0 | Ltr | 0 | Gener | "" | "" | 0 | 0 | Material | N | N | N
11880 | 211358-0000 | Washer Lock M24 MTRC Galv | Washer Lock M24 MTRC Galv | 2021-09-23 19:38:12 | 0 | Pcs | 4016 | 0000 | IDR | General | 0 | 0 | Material | N | N | N | ""
11494 | 129383-0000 | Washtafel | washbasin | 2019-09-05 09:17:12 | 0 | Unit | 95000 | 0000 | IDR | General | 0 | 0 | Material | N | N | N | ""
8748 | 211037-0000 | Water Pump/ Pompa Air (uk. 3 Inchi) | Water Pump/Water Pump (uk. 3 inches) | 2013-11-07 09:48:36 | 0 | Unit | 1950000 | 0000 | IDR | General | 1600000 | 11078 | Material | N | N | N | ""
11856 | 611202-0000 | Water Swivel | Water Swivel | 2021-09-19 15:24:48 | 0 | Unit | 3562500 | 0000 | IDR | General | 0 | 14500 | Material | N | N | N | ""
12666 | 111688-0000 | Waterproofing Membrane Thickness 3 mm | Waterproofing Membrane Thickness 3 mm | 2025-06-24 11:35:17 | 0 | M2 | 0 | 0000 |  | General | 0 | 0 | Material | N | N | N | ""
11715 | 111581-0000 | Waterstop | Waterstop | 2020-12-24 15:48:44 | 0 | Pcs | 1815000 | 0000 | IDR | General | 0 | 0 | Material | N | N | N | ""
11317 | 620026-0000 | Webbing Sling 2 ton x 1 m | Webbing Sling 2 tons x 1 m | 2019-03-25 10:42:58 | 0 | Pcs | 65455 | 0000 | IDR | General | 0 | 0 | Material | N | N | N | ""
11331 | 611123-0000 | Webbing Sling 2 Ton x 2 m | Webbing Sling 2 Ton x 2 m | 2019-03-26 14:11:18 | 0 | Pcs | 0 | 0000 |  | General | 0 | 0 | Material | N | N | N | ""
11332 | 611124-0000 | Webbing Sling 2 Ton x 3 m | Webbing Sling 2 Ton x 3 m | 2019-03-26 14:12:05 | 0 | Pcs | 94546 | 0000 | IDR | General | 0 | 0 | Material | N | N | N | ""
11333 | 611125-0000 | Webbing Sling 2 Ton x 4 m | Webbing Sling 2 Ton x 4 m | 2019-03-26 14:12:50 | 0 | Pcs | 150000 | 0000 | IDR | General | 0 | 0 | Material | N | N | N | ""
11666 | 211311-0000 | Webbing Sling 3 Ton (Panjang 6 Meter) | Webbing Sling 3 Ton (6 Meters Long) | 2020-09-27 21:33:45 | 0 | Pcs | 425000 | 0000 | IDR | General | 0 | 0 | Material | N | N | N | ""
11398 | 611145-0000 | Webbing Sling 3 ton x 4 m | Webbing Sling 3 tons x 4 m | 2019-07-08 11:17:30 | 0 | Pcs | 181818 | 0000 | IDR | General | 0 | 0 | Material | N | N | N | ""
11399 | 611146-0000 | Webbing Sling 3 ton x 6 m | Webbing Sling 3 tons x 6 m | 2019-07-08 11:18:08 | 0 | Pcs | 269091 | 0000 | IDR | General | 0 | 0 | Material | N | N | N | ""
11316 | 620025-0000 | Webbing Sling 4 ton x 6 m | Webbing Sling 4 tons x 6 m | 2019-03-25 10:41:14 | 0 | Pcs | 950000 | 0000 | IDR | General | 0 | 0 | Material | N | N | N | ""
11663 | 211308-0000 | Webbing Sling 5 Ton (Panjang 6 Meter) | Webbing Sling 5 Ton (6 Meters Long) | 2020-09-27 21:06:52 | 0 | Pcs | 85000 | 0000 | IDR | General | 0 | 0 | Material | N | N | N | ""
12239 | 211450-0000 | Webbing Sling 8 ton | 8 ton webbing sling | 2023-04-06 15:30:09 | 0 | Mtr | 114144.17 | 0000 | IDR | General | 0 | 0 | Material | N | N | N | ""
7416 | 410067-PACI | Wideband Combiner, 4in4out, 800-2500 MHz | Wideband Combiner, 4in4out, 800-2500 MHz |  | 0 | Pcs | 415 | Pacif | USD |  | 415 | 0 |  | N | N | N
11855 | 611201-0000 | Winch EK-60 | Winch EK-60 | 2021-09-19 15:12:42 | 0 | Unit | 20000000 | 0000 | IDR | General | 0 | 14500 | Material | N | N | N | ""
11966 | 611245-0000 | Wing Bit | Wing Bit | 2021-10-29 10:58:35 | 0 | Pcs | 17500 | 0000 | IDR | General | 0 | 0 | Material | N | N | N | ""
11967 | 611246-0000 | Wing Nut | Wing Nut | 2021-10-29 10:59:34 | 0 | Pcs | 38000 | 0000 | IDR | General | 0 | 0 | Material | N | N | N | ""
11897 | 211374-0000 | Wire Rope 5/8 Thimble | Wire Rope 5/8 Thimble | 2021-09-23 21:05:15 | 0 | Pcs | 13364 | 0000 | IDR | General | 0 | 0 | Material | N | N | N | ""
11982 | 611250-0000 | Wire Rope Pulling Hoist 5,4 T | Wire Rope Pulling Hoist 5.4 T | 2021-12-07 13:09:22 | 0 | Unit | 0 | 0000 |  | General | 0 | 0 | Material | N | N | N | ""
11984 | 611252-0000 | Wire Rope Ungalv Dia.14 mm | Wire Rope Ungalv Dia.14 mm | 2021-12-07 13:12:19 | 0 | Unit | 30000 | 0000 | IDR | General | 0 | 0 | Material | N | N | N | ""
11772 | 111597-0000 | Wiremesh Galvanis 1 m x 7,5 m x 1/2 inch | Galvanized Wiremesh 1 m x 7.5 m x 1/2 inch | 2021-02-25 14:38:57 | 0 | Lbr | 135000 | 0000 | IDR | General | 0 | 0 | Material | N | N | N | ""
11704 | 111575-0000 | Wiremesh M8 | Wiremesh M8 | 2020-12-19 08:06:42 | 0 | Lbr | 562233.33 | 0000 | IDR | General | 0 | 0 | Material | N | N | N | ""
8340 | 111027-0000 | Wiremesh Type DM 4 dia. 8 x 8, spasi 150 x 150, lebar 5.4 x 2.1 | Wiremesh Type DM 4 dia. 8 x 8, spacing 150 x 150, width 5.4 x 2.1 | 2013-08-02 14:49:07 | 0 | Lbr | 0 | 0000 | IDR | General | 0 | 10101 | Material | N | N | N | ""
8348 | 111045-0000 | Wiremesh Type DM 4 dia. 8x8, Spasi 150x150, lebar 5.4x2.1 | Wiremesh Type DM 4 dia. 8x8, Spacing 150x150, width 5.4x2.1 | 2013-08-05 10:30:43 | 0 | Pcs | 0 | 0000 | IDR | General | 0 | 10270 | Material | N | N | N | ""
12536 | 323226-0000 | Wiring Digital Teleprotection kedalam Panel Telecommunication | Wiring Digital Teleprotection into the Telecommunication Panel | 2024-12-02 16:57:16 | 0 | SS | 6000000 | 0000 | IDR | General | 0 | 0 | Material | N | N | N | ""
12482 | 323225-0000 | Wiring Energy Meter Panel 150 kV OHL | Wiring Energy Meter Panel 150 kV OHL | 2024-11-07 13:28:04 | 0 | Set | 11000000 | 0000 | IDR | General | 0 | 0 | Material | N | N | N | ""
12538 | 323228-0000 | Wiring Multiplexer PDH kedalam Panel Telecommunication | Wiring the PDH Multiplexer into the Telecommunication Panel | 2024-12-02 17:06:42 | 0 | SS | 0 | 0000 |  | General | 0 | 0 | Material | N | N | N | ""
12537 | 323227-0000 | Wiring Multiplexer SDH kedalam Panel Telecommunication | Wiring the SDH Multiplexer into the Telecommunication Panel | 2024-12-02 17:04:26 | 0 | SS | 13000000 | 0000 | IDR | General | 0 | 0 | Material | N | N | N | ""
12481 | 323224-0000 | Wiring Panel Marshiling Kiosk 150 kV OHL | Marshiling Kiosk Panel Wiring 150 kV OHL | 2024-11-07 13:23:14 | 0 | Set | 11000000 | 0000 | IDR | General | 0 | 0 | Material | N | N | N | ""
12542 | 323231-0000 | Wiring Patch Panel kedalam Panel Telecommunication | Wiring Patch Panel into Telecommunication Panel | 2024-12-02 17:13:46 | 0 | SS | 0 | 0000 |  | General | 0 | 0 | Material | N | N | N | ""
10937 | 424169-0000 | Wiring, Testing dan Commisioning Peralatan Telekomunikasi PLC Teleproteksi | Wiring, Testing and Commissioning of Telecommunication Equipment PLC Teleprotection | 2017-09-05 08:46:00 | 0 | lot | 32000000 | 0000 | IDR | General | 0 | 0 | Material | N | N | N | ""
8185 | 810003-ENDU | Workstation Furniture Office | Office Furniture Workstation | 2013-07-12 10:56:32 | 0 | Ls | 352270.27 | ENDU | IDR | ENDURO | 0 | 9982 | Material | N | N | N | ""
12475 | 810121-0000 | Wuling Cloud EV | Wuling Cloud EV | 2024-10-28 13:41:39 | 0 | Set | 380000000 | 0000 | IDR | General | 0 | 0 | Material | N | N | N | ""
11227 | 810078-0000 | X-banner | X-banner | 2018-12-11 14:23:10 | 0 | Pcs | 150000 | 0000 | IDR | General | 0 | 0 | Material | N | N | N | ""
12178 | 211446-0000 | Y-Clevis Connector 120 kN | Y-Clevis Connector 120 kN | 2022-11-06 18:15:02 | 0 | Pcs | 11 | 0000 | USD | General | 0 | 0 | Material | N | N | N | ""
9242 | 611027-0000 | Yellow Line (Tali Plastik Garis Kuning Hitam) | Yellow Line (Yellow Black Line Plastic Rope) | 2014-05-16 10:59:13 | 0 | Rol | 61750 | 0000 | IDR | General | 61750 | 11558 | Material | N | N | N | ""
10632 | 410011-KOBE | YN14E01106P1 Hames | YN14E01106P1 Hames | 2017-06-02 14:11:33 | 0 | Pcs | 213928 | KOBE | IDR | KOBELCO | 0 | 0 | Material | N | N | N | ""
10630 | 410009-KOBE | YN14E01111P2 Hames | YN14E01111P2 Hames | 2017-06-02 14:09:51 | 0 | Pcs | 2772224 | KOBE | IDR | KOBELCO | 0 | 0 | Material | N | N | N | ""
10430 | 211110-0000 | Yoke Plate | Yoke Plate | 2016-11-29 09:20:34 | 0 | Pcs | 0 | 0000 |  | General | 0 | 0 | Material | N | N | N | ""
11884 | 211362-0000 | Yoke Plate 30 KIP Galv | Yoke Plate 30 KIP Galv | 2021-09-23 20:29:06 | 0 | Pcs | 0 | 0000 |  | General | 0 | 0 | Material | N | N | N | ""
11892 | 211369-0000 | Yoke Plate Triangular 30 KIP Galvanize | Yoke Plate Triangular 30 KIP Galvanize | 2021-09-23 20:53:21 | 0 | Pcs | 270500 | 0000 | IDR | General | 0 | 0 | Material | N | N | N | ""
10626 | 410005-KOBE | ZM66C06016 Sems-Bolt | ZM66C06016 Sems-Bolt | 2017-06-02 14:06:10 | 0 | Pcs | 302328 | KOBE | IDR | KOBELCO | 0 | 0 | Material | N | N | N | ""
10483 | 610013-TSE0 | Zoom Sag Scope | Zoom Sag Scope | 2016-12-21 21:41:57 | 0 | Pcs | 3242400 | TSE0 | IDR | TSE | 0 | 0 | Material | N | N | N | ""
4132 | 2001399 | Vehicle Rent | Vehicle Rental |  | 0 | Unit | 15306122.45 | "" | IDR | "" | 5208333.33 | 0 | Material | N | Y | N | ""
3231 | 2000942 | Urugan Tanah Kembali | Landfilling Back |  | 0 | m3 | 30000 | "" | IDR | "" | 75000 | 0 | IT | N | Y | N
1182 | 1001061 | Tang Potong 16cm - 2,5 inch | Cutting Pliers 16cm - 2.5 inch |  | 0 | ea | 55000 | "" | IDR | "" | 25000 | 0 | Material | N | Y | N | Jakarta
6633 | 61000836 | Tang Kombinasi 8 inch | 8 inch Combination Pliers | 2012-06-18 15:34:35 | 0 | Ea | 55000 | N | IDR | N_Brand | 0 | 0 | Material | N | Y | N | ""
6635 | 61000838 | Tang Buaya 10 inch | 10 inch Crocodile Pliers | 2012-06-18 15:33:14 | 0 | Ea | 90000 | 00 | IDR | N_Brand | 0 | 0 | Material | N | Y | N | ""
1181 | 1001060 | Tanah Urug | Filled Land |  | 0 | m3 | 100000 | "" | IDR | "" | 120000 | 0 | Material | N | Y | N | Bangka
6652 | 61000855 | Tambang Nylon 16 mm | 16mm Nylon Mine | 2012-06-18 18:05:44 | 0 | Mtr | 13837.84 | 00 | IDR | N_Brand | 6000 | 0 | Material | N | Y | N | ""
5287 | 1003509 | Seng | Zinc |  | 0 | PCS | 47000 | "" | IDR | "" | 54000 | 0 | Material | N | Y | N | ""
3039 | 1002187 | Semen | Cement |  | 0 | zak | 59000 | "" | IDR | "" | 58000 | 0 | IT | N | Y | N
5393 | 1003579 | Plate Washer-1 | Plate Washer-1 |  | 0 | PCS | 0 | "" | "" | "" | 0 | 0 | Material | N | Y | N | ""
3109 | 1002242 | Plate strip | Plate strip |  | 0 | Btg | 102000 | "" | IDR | "" | 102000 | 0 | IT | N | Y | N
911 | 1000858 | Plastik Cor | Cast Plastic |  | 0 | ea | 150000 | "" | IDR | "" | 0 | 0 | Material | N | Y | N | Jakarta
903 | 1000850 | Pipa PVC 2 inch | 2 inch PVC pipe |  | 0 | Btg | 42025 | "" | IDR | "" | 47000 | 0 | Material | N | Y | N | Tanggerang
4361 | 1002846 | Pintu Pagar BRC | BRC Gate |  | 0 | Set | 830000 | "" | IDR | "" | 2400000 | 0 | Material | N | Y | N | ""
3403 | 2001017 | Pemadatan | Compaction |  | 0 | m2 | 45000 | "" | IDR | "" | 0 | 0 | IT | N | Y | N
7999 | 12001416 | Pekerjaan Urugan Tanah Kembali dan Pemadatan | Backfill and Compaction Work | 2013-06-20 17:52:26 | 0 | M3 | 45000 | na | IDR | n/a | 0 | 9863 | Material | N | Y | N | ""
2682 | 2000731 | Pasang pagar sementara | Put up a temporary fence |  | 0 | m | 83333.33 | "" | IDR | "" | 600000 | 0 | Material | N | Y | N
808 | 1000756 | Obeng (-) Diameter 6 mm | Screwdriver (-) Diameter 6 mm |  | 0 | ea | 25000 | "" | IDR | "" | 0 | 0 | Material | N | Y | N | Jakarta
805 | 1000753 | Obeng (+) Diameter 6 mm | Screwdriver (+) Diameter 6 mm |  | 0 | ea | 25000 | "" | IDR | "" | 0 | 0 | Material | N | Y | N | Jakarta
8397 | 31001563 | NYCY 4x6 mm2 | NYCY 4x6 mm2 | 2013-08-27 14:27:05 | 0 | Mtr | 83680 | 00 | IDR | N_Brand | 44150 | 10387 | Material | N | Y | N | ""
1276 | 1001140 | Multiplex 12 mm | 12mm Multiplex |  | 0 | Lbr | 135138.92 | "" | IDR | "" | 230000 | 0 | Material | N | Y | N
5678 | 11000156 | Marking post of Benchmark (BM) | Marking post of Benchmark (BM) | 2012-03-19 17:15:04 | 275000 | PCS | 11000000 | N | IDR | N_Brand | 275000 | 0 | Material | N | Y | N | ""
3281 | 2000976 | Kran Air | Water faucet |  | 0 | ea | 120000 | "" | IDR | "" | 0 | 0 | IT | N | Y | N
3287 | 1002324 | Kran Air | Water faucet |  | 0 | ea | 37000 | "" | IDR | "" | 24000 | 0 | Material | N | Y | N | ""
4317 | 1002821 | Keramik 30x30cm | 30x30cm ceramic |  | 0 | box | 41942.34 | "" | IDR | "" | 44000 | 0 | Material | N | Y | N | ""
1439 | 1001218 | Kawat bendrat | Bendrat wire |  | 0 | Kg | 15000 | "" | IDR | "" | 16000 | 0 | Material | N | Y | N
4866 | 1003198 | Joint Box | Joint Box |  | 0 | Set | 4500000 | "" | IDR | "" | 4000000 | 0 | Material | N | Y | N | ""
3545 | 2001121 | Install pagar BRC | Install BRC fence |  | 0 | m | 180000 | "" | IDR | "" | 32680 | 0 | IT | N | Y | N
2975 | 1002151 | gerobak sorong | wheelbarrow |  | 0 | ea | 575000 | "" | IDR | "" | 500000 | 0 | IT | N | Y | N
7662 | 31001536 | Cooper Grounding rod 7/8 Inchi | Cooper Grounding rod 7/8 Inch | 2013-07-31 12:42:17 | 0 | Pcs | 1200000 | GL | IDR | GENERAL | 250000 | 0 | Material | N | Y | N
5370 | 1003558 | Closet | Closet |  | 0 | PCS | 700000 | "" | IDR | "" | 160000 | 0 | Material | N | Y | N | ""
1607 | 1001347 | Clamp BRC HDG | BRC HDG Clamp |  | 0 | ea | 1000 | "" | IDR | "" | 2000 | 0 | Material | N | Y | N
5152 | 1003419 | Clamp BC | Clamp BC |  | 0 | Set | 75000 | "" | IDR | "" | 0 | 0 | Material | N | Y | N | ""
300 | 1000298 | Cat - Cold Galvanized | Cat - Cold Galvanized |  | 0 | ea | 205000 | "" | IDR | "" | 200000 | 0 | Material | N | Y | N | Jakarta
1688 | 1001410 | Cable Tray - Outside Riser W150 | Cable Tray - Outside Riser W150 |  | 0 | ea | 155000 | "" | IDR | "" | 65430 | 0 | Material | N | Y | N
1687 | 1001409 | Cable Tray - Inside Riser W150 | Cable Tray - Inside Riser W150 |  | 0 | ea | 168468 | "" | IDR | "" | 65430 | 0 | Material | N | Y | N
247 | 1000245 | Cable Ties 15 cm | Cable Ties 15 cm |  | 0 | Pk | 17500 | "" | IDR | "" | 40000 | 0 | Material | N | Y | N | Jakarta
250 | 1000248 | Cable Ties 30 cm (Hitam) | Cable Ties 30 cm (Black) |  | 0 | Pk | 57000 | "" | IDR | "" | 25000 | 0 | Material | N | Y | N
246 | 1000244 | Cable Ties 100 mm | Cable Ties 100 mm |  | 0 | Pk | 10000 | "" | IDR | "" | 0 | 0 | Material | N | Y | N | Jakarta
229 | 1000227 | Cable NYY 3 x 2.5 mm | NYY Cable 3 x 2.5 mm |  | 0 | m | 19054.73 | "" | IDR | "" | 15000 | 0 | Material | N | Y | N | Pekanbaru
226 | 31001301 | Cable NYY 2 x 2.5 mm | NYY Cable 2 x 2.5 mm | 2013-03-14 15:36:33 | 0 | m | 12740 | 00 | IDR | N_Brand | 8500 | 0 | Material | N | Y | N
2251 | 1001723 | Cable NYAF 50 sqmm Black | NYAF Cable 50 sqmm Black |  | 0 | m | 100000 | "" | IDR | "" | 0 | 0 | Material | N | Y | N
152 | 1000148 | Cabel Tray W150 x L3000 | Cable Tray W150 x L3000 |  | 0 | ea | 460810 | "" | IDR | "" | 196920 | 0 | Material | N | Y | N
146 | 1000142 | Cabel Tray - Elbow W150 | Cable Tray - Elbow W150 |  | 0 | ea | 213063 | "" | IDR | "" | 95000 | 0 | Material | N | Y | N
9254 | 31002001 | Busbar 3x25x190mm | Busbar 3x25x190mm | 2014-05-20 15:42:50 | 0 | PCS | 120000 | 00 | IDR | N_Brand | 0 | 11544 | Material | N | Y | N | ""
4683 | 1003070 | Bolt & Nut M12 x 35mm | Bolt & Nut M12 x 35mm |  | 0 | Set | 2728 | "" | IDR | "" | 0 | 0 | Material | N | Y | N | ""
8531 | 11001661 | Besi beton ulir dia. 19 mm (SNI) | Threaded rebar diameter 19 mm (SNI) | 2013-10-02 14:16:48 | 0 | Btg | 266513.63 | 00 | IDR | N_Brand | 246000 | 11132 | Material | N | Y | N | ""
8178 | 11001492 | Besi beton ulir dia 16 mm (SNI) | Threaded rebar 16 mm diameter (SNI) | 2013-07-10 14:44:03 | 0 | Btg | 188069.1 | 00 | IDR | N_Brand | 178000 | 9982 | Material | N | Y | N | ""
8529 | 11001659 | Besi Beton polos dia. 10 mm (SNI) | Plain concrete iron. 10 mm (SNI) | 2013-10-02 14:13:15 | 0 | Btg | 72189.1 | 00 | IDR | N_Brand | 64500 | 11132 | Material | N | Y | N | ""
1712 | 1001428 | Anchor D20 x 750 mm | Anchor D20 x 750 mm |  | 0 | ea | 12000 | "" | IDR | "" | 0 | 0 | Material | N | Y | N
11 | 1000011 | AC Panasonic 1.5 PK | Panasonic 1.5 PK AC |  | 0 | ea | 2746846.85 | "" | IDR | "" | 5400000 | 0 | Material | N | Y | N | Jakarta
5885 | 31000077 | 21. Cadweld (misiu) | 21. Cadweld (mushroom) | 2012-03-13 18:58:03 | 0 | PCS | 80000 | N | IDR | N_Brand | 47500 | 0 | Material | N | Y | N | ""

## Product Duplicate
ID | Product Code | Product Name | Product Name (English) | Date | Bulk Purchase Price | UOM | Purchase Price | Brand Code | Value Code | Brand Master | Average Price | Exchange Rate | Item Type | Piece Meal Status | Is Old | Invalid Stock Flag | Remarks
9763 | 323094-0000 | 110 VDC BATTERY SUITABLE FOR SUPPLYING VDC LOAD INCLUDING 20 KV CUBICLE FOR 8 HOURS DISCHARGE INCLUDING VOLTAGE DROPPER. (MINIMUM CAPACITY IS 250 AH 110 VDC) BATTERY CHARGER MIN 100 A FOR 110 VDC BATTERY COMPLETE WITH PANEL | 110 VDC BATTERY SUITABLE FOR SUPPLYING VDC LOAD INCLUDING 20 KV CUBICLE FOR 8 HOURS DISCHARGE INCLUDING VOLTAGE DROPPER. (MINIMUM CAPACITY IS 250 AH 110 VDC) BATTERY CHARGER MIN 100 A FOR 110 VDC BATTERY COMPLETE WITH PANEL | 2015-02-03 14:16:50 | 0 | Set | 1785000 | 0000 | IDR | General | 0 | 12502 | Material | N | N | N | ""
9667 | 313150-0000 | 110 VDC BATTERY SUITABLE FOR SUPPLYING VDC LOAD INCLUDING 20 KV CUBICLE FOR 8 HOURS DISCHARGE INCLUDING VOLTAGE DROPPER. (MINIMUM CAPACITY IS 250 AH 110 VDC) BATTERY CHARGER MIN 100 A FOR 110 VDC BATTERY COMPLETE WITH PANEL | 110 VDC BATTERY SUITABLE FOR SUPPLYING VDC LOAD INCLUDING 20 KV CUBICLE FOR 8 HOURS DISCHARGE INCLUDING VOLTAGE DROPPER. (MINIMUM CAPACITY IS 250 AH 110 VDC) BATTERY CHARGER MIN 100 A FOR 110 VDC BATTERY COMPLETE WITH PANEL | 2015-02-03 16:42:38 | 0 | Set | 349000000 | 0000 | IDR | General | 0 | 12502 | Material | N | N | N | ""
9764 | 323095-0000 | 110 VDC SWITCH FUSE DISTRIBUTION BOARD SUITABLE FOR 110 VDC BATTERY SET, HV EQUIPMENT, MV SWITCHGEARS, ETC. TO COMPLETE THE SPECIFIED SCOPE OF WORK, INCLUDING NECESSARY SPARE MCB. | 110 VDC SWITCH FUSE DISTRIBUTION BOARD SUITABLE FOR 110 VDC BATTERY SET, HV EQUIPMENT, MV SWITCHGEARS, ETC. TO COMPLETE THE SPECIFIED SCOPE OF WORK, INCLUDING NECESSARY SPARE MCB. | 2015-02-03 14:17:57 | 0 | Set | 1785000 | 0000 | IDR | General | 0 | 12502 | Material | N | N | N | ""
9668 | 313151-0000 | 110 VDC SWITCH FUSE DISTRIBUTION BOARD SUITABLE FOR 110 VDC BATTERY SET, HV EQUIPMENT, MV SWITCHGEARS, ETC. TO COMPLETE THE SPECIFIED SCOPE OF WORK, INCLUDING NECESSARY SPARE MCB. | 110 VDC SWITCH FUSE DISTRIBUTION BOARD SUITABLE FOR 110 VDC BATTERY SET, HV EQUIPMENT, MV SWITCHGEARS, ETC. TO COMPLETE THE SPECIFIED SCOPE OF WORK, INCLUDING NECESSARY SPARE MCB. | 2015-02-03 16:43:13 | 0 | Set | 115000000 | 0000 | IDR | General | 0 | 12502 | Material | N | N | N | ""
10881 | 313347-0000 | 110V DC battery, 625Ah, 86 cells, 8 hours Autonomy | 110V DC battery, 625Ah, 86 cells, 8 hours Autonomy | 2017-08-04 11:20:28 | 0 | Set | 0 | 0000 |  | General | 0 | 0 | Material | N | N | N | ""
10882 | 313348-0000 | 110V DC battery, 625Ah, 86 cells, 8 hours Autonomy | 110V DC battery, 625Ah, 86 cells, 8 hours Autonomy | 2017-08-04 11:20:35 | 0 | Set | 795567237 | 0000 | IDR | General | 0 | 0 | Material | N | N | N | ""
9730 | 323061-0000 | 150 kV 3 Phase SF6 Circuit Breaker 40 kA 3150 A, complete with clamps and supporting structure for line bay | 150 kV 3 Phase SF6 Circuit Breaker 40 kA 3150 A, complete with clamps and supporting structure for line bay | 2015-02-03 09:49:50 | 0 | Set | 8758690 | 0000 | IDR | General | 0 | 12502 | Material | N | N | N | ""
9635 | 313118-0000 | 150 kV 3 Phase SF6 Circuit Breaker 40 kA 3150 A, complete with clamps and supporting structure for line bay | 150 kV 3 Phase SF6 Circuit Breaker 40 kA 3150 A, complete with clamps and supporting structure for line bay | 2015-02-02 16:16:31 | 0 | Set | 350396580 | 0000 | IDR | General | 26310 | 12502 | Material | N | N | N | ""
9732 | 323063-0000 | 150 kV Capacitor Voltage Transformer with 2 secondary winding, ratio 150000V.V3 / 100V.V3 / 100V.V3, Burden 100 VA Cl 0.2, 150 VA CL 3P, min. capacitance 10000 PF complete with clamps, supporting structure | 150 kV Capacitor Voltage Transformer with 2 secondary winding, ratio 150000V.V3 / 100V.V3 / 100V.V3, Burden 100 VA Cl 0.2, 150 VA CL 3P, min. capacitance 10000 PF complete with clamps, supporting structure | 2015-02-03 09:54:07 | 0 | Unit | 1400 | 0000 | IDR | General | 0 | 12502 | Material | N | N | N | ""
9748 | 323079-0000 | 150 kV Capacitor Voltage Transformer with 2 secondary winding, ratio 150000V.V3 / 100V.V3 / 100V.V3, Burden 100 VA Cl 0.2, 150 VA CL 3P, min. capacitance 10000 PF complete with clamps, supporting structure | 150 kV Capacitor Voltage Transformer with 2 secondary winding, ratio 150000V.V3 / 100V.V3 / 100V.V3, Burden 100 VA Cl 0.2, 150 VA CL 3P, min. capacitance 10000 PF complete with clamps, supporting structure | 2015-02-03 13:57:27 | 0 | Unit | 0 | 0000 | IDR | General | 0 | 12502 | Material | N | Y | N | ""
9796 | 313169-0000 | 150 kV double suspension string insulator set with fitting | 150 kV double suspension string insulator set with fittings | 2015-02-10 10:56:38 | 0 | Set | 2963956 | 0000 | IDR | General | 0 | 12502 | Material | N | N | N | ""
9799 | 323112-0000 | 150 kV double suspension string insulator set with fitting | 150 kV double suspension string insulator set with fittings | 2015-02-10 13:31:34 | 0 | Set | 0 | 0000 | IDR | General | 0 | 12502 | Material | N | N | N | ""
9631 | 313114-0000 | 150 kV single tension string insulator set with fitting | 150 kV single tension string insulator set with fittings | 2015-02-02 16:07:40 | 0 | Set | 2350530 | 0000 | IDR | General | 0 | 12502 | Material | N | N | N | ""
9726 | 323057-0000 | 150 kV single tension string insulator set with fitting | 150 kV single tension string insulator set with fittings | 2015-02-03 09:43:14 | 0 | Set | 1846500 | 0000 | IDR | General | 0 | 12502 | Material | N | N | N | ""
10852 | 313318-0000 | 20/0, 4kV Auxiliary Service Transformer as per-TPG | 20/0, 4kV Auxiliary Service Transformer as per-TPG | 2017-08-04 11:00:23 | 0 | Set | 83000000 | 0000 | IDR | General | 0 | 0 | Material | N | N | N | ""
10722 | 323172-0000 | 20/0, 4kV Auxiliary Service Transformer as per-TPG | 20/0, 4kV Auxiliary Service Transformer as per-TPG | 2017-08-03 18:34:17 | 0 | Set | 6350000 | 0000 | IDR | General | 0 | 0 | Material | N | N | N | ""
10838 | 313312-0000 | 20kV Busbar Voltage Transformer and Earthing switch cubicle as per-TPG. | 20kV Busbar Voltage Transformer and Earthing switch cubicle as per-TPG. | 2017-08-04 10:27:48 | 0 | Set | 209000000 | 0000 | IDR | General | 0 | 0 | Material | N | N | N | ""
10717 | 323167-0000 | 20kV Busbar Voltage Transformer and Earthing switch cubicle as per-TPG. | 20kV Busbar Voltage Transformer and Earthing switch cubicle as per-TPG. | 2017-08-03 18:28:07 | 0 | Set | 0 | 0000 |  | General | 0 | 0 | Material | N | N | N | ""
10837 | 313311-0000 | 20kV Incoming feeder cubicle Including CB, CT, Protection and Measurement Devices | 20kV Incoming feeder cubicle Including CB, CT, Protection and Measurement Devices | 2017-08-04 10:27:06 | 0 | Set | 409000000 | 0000 | IDR | General | 0 | 0 | Material | N | N | N | ""
10716 | 323166-0000 | 20kV Incoming feeder cubicle Including CB, CT, Protection and Measurement Devices | 20kV Incoming feeder cubicle Including CB, CT, Protection and Measurement Devices | 2017-08-03 18:27:11 | 0 | Set | 0 | 0000 |  | General | 0 | 0 | Material | N | N | N | ""
9766 | 323097-0000 | 400 VAC SWITCH FUSE DISTRIBUTION BOARD SUITABLE FOR 110 VDC TO SUPPLY THE CONTROL BUILDING, YARD LIGHTING AND HV EQUIPMENT, TO COMPLETE THE SPECIFIED SCOPE OF WORK, INCLUDING NECESSARY SPARE MCB. | 400 VAC SWITCH FUSE DISTRIBUTION BOARD SUITABLE FOR 110 VDC TO SUPPLY THE CONTROL BUILDING, YARD LIGHTING AND HV EQUIPMENT, TO COMPLETE THE SPECIFIED SCOPE OF WORK, INCLUDING NECESSARY SPARE MCB. | 2015-02-03 14:19:43 | 0 | Set | 0 | 0000 | IDR | General | 0 | 12502 | Material | N | N | N | ""
9670 | 313153-0000 | 400 VAC SWITCH FUSE DISTRIBUTION BOARD SUITABLE FOR 110 VDC TO SUPPLY THE CONTROL BUILDING, YARD LIGHTING AND HV EQUIPMENT, TO COMPLETE THE SPECIFIED SCOPE OF WORK, INCLUDING NECESSARY SPARE MCB. | 400 VAC SWITCH FUSE DISTRIBUTION BOARD SUITABLE FOR 110 VDC TO SUPPLY THE CONTROL BUILDING, YARD LIGHTING AND HV EQUIPMENT, TO COMPLETE THE SPECIFIED SCOPE OF WORK, INCLUDING NECESSARY SPARE MCB. | 2015-02-03 16:44:14 | 0 | Set | 170000000 | 0000 | IDR | General | 0 | 12502 | Material | N | N | N | ""
10762 | 323185-0000 | 400/230 VAC Distribution Board complete with MCB for HV | 400/230 VAC Distribution Board complete with MCB for HV | 2017-08-03 19:23:26 | 0 | Set | 0 | 0000 |  | General | 0 | 0 | Material | N | N | N | ""
10870 | 313336-0000 | 400/230 VAC Distribution Board complete with MCB for HV | 400/230 VAC Distribution Board complete with MCB for HV | 2017-08-04 11:13:42 | 0 | Set | 235000000 | 0000 | IDR | General | 0 | 0 | Material | N | N | N | ""
10702 | 313292-0000 | 400/230 VAC Distribution Board complete with MCB for HV | 400/230 VAC Distribution Board complete with MCB for HV | 2017-08-03 17:41:01 | 0 | Set | 60000000 | 0000 | IDR | General | 0 | 0 | Material | N | N | N | ""
9773 | 323101-0000 | 48 V DC SWITCH FUSE DISTRIBUTION BOARD SUITABLE FOR 48 V DC BATTERY SET, HV EQUIPMENT OF MINIMUM 10 BAYS, MV SWITCHGEAR, ETC TO COMPLETE THE SPECIFIED SCOPE OF WORK, INCLUDING NECESSARY SPARE MCB. | 48 V DC SWITCH FUSE DISTRIBUTION BOARD SUITABLE FOR 48 V DC BATTERY SET, HV EQUIPMENT OF MINIMUM 10 BAYS, MV SWITCHGEAR, ETC TO COMPLETE THE SPECIFIED SCOPE OF WORK, INCLUDING NECESSARY SPARE MCB. | 2015-02-03 14:31:15 | 0 | Set | 2785000 | 0000 | IDR | General | 0 | 12502 | Material | N | N | N | ""
9782 | 313162-0000 | 48 V DC SWITCH FUSE DISTRIBUTION BOARD SUITABLE FOR 48 V DC BATTERY SET, HV EQUIPMENT OF MINIMUM 10 BAYS, MV SWITCHGEAR, ETC TO COMPLETE THE SPECIFIED SCOPE OF WORK, INCLUDING NECESSARY SPARE MCB. | 48 V DC SWITCH FUSE DISTRIBUTION BOARD SUITABLE FOR 48 V DC BATTERY SET, HV EQUIPMENT OF MINIMUM 10 BAYS, MV SWITCHGEAR, ETC TO COMPLETE THE SPECIFIED SCOPE OF WORK, INCLUDING NECESSARY SPARE MCB. | 2015-02-03 14:42:05 | 0 | Set | 90000000 | 0000 | IDR | General | 0 | 12502 | Material | N | N | N | ""
9771 | 313158-0000 | 48 VDC BATTERY SUITABLE FOR SUPPLYING ALL 48 VDC FOR 8 HOURS DISCHARGE (MINIMUM CAPACITY IS 165 AH 480 VDC, SUBJECT TO CALCULATION). | 48 VDC BATTERY SUITABLE FOR SUPPLYING ALL 48 VDC FOR 8 HOURS DISCHARGE (MINIMUM CAPACITY IS 165 AH 480 VDC, SUBJECT TO CALCULATION). | 2015-02-03 14:29:19 | 0 | Set | 146000000 | 0000 | IDR | General | 0 | 12502 | Material | N | N | N | ""
9780 | 323106-0000 | 48 VDC BATTERY SUITABLE FOR SUPPLYING ALL 48 VDC FOR 8 HOURS DISCHARGE (MINIMUM CAPACITY IS 165 AH 480 VDC, SUBJECT TO CALCULATION). | 48 VDC BATTERY SUITABLE FOR SUPPLYING ALL 48 VDC FOR 8 HOURS DISCHARGE (MINIMUM CAPACITY IS 165 AH 480 VDC, SUBJECT TO CALCULATION). | 2015-02-03 14:39:39 | 0 | Set | 3750000 | 0000 | IDR | General | 0 | 12502 | Material | N | N | N | ""
9175 | 820042-0000 | ATK, Etc (Tahun Kedua) | Stationery, Etc. (Second Year) | 2014-04-22 14:50:43 | 0 | Yr | 0 | 0000 | IDR | General | 0 | 11313 | Material | N | N | N | ""
9183 | 820050-0000 | ATK, Etc (Tahun Ketiga) | ATK, Etc (Third Year) | 2014-04-22 14:58:53 | 0 | Yr | 0 | 0000 | IDR | General | 0 | 11313 | Material | N | N | N | ""
9167 | 820034-0000 | ATK, Etc (Tahun Pertama) | Stationery, Etc. (First Year) | 2014-04-22 14:42:15 | 0 | Yr | 0 | 0000 | IDR | General | 0 | 11313 | Material | N | N | N | ""
11913 | 611215-0000 | Banana Hanger Bracket | Banana Hanger Bracket | 2021-09-28 14:01:27 | 0 | Unit | 2.52 | 0000 | USD | General | 0 | 14600 | Material | N | N | N | ""
11915 | 611217-0000 | Banana Hanger Braket | Banana Hanger Bracket | 2021-09-28 14:04:56 | 0 | Unit | 0 | 0000 |  | General | 0 | 14800 | Material | N | N | N | ""
10416 | 810024-0000 | Banner Spanduk | Banner | 2016-11-23 09:25:35 | 0 | Pcs | 30000 | 0000 | IDR | General | 0 | 0 | Material | N | N | N | ""
12263 | 611324-0000 | Base Standard UVB 24 | Base Standard UVB 24 | 2023-05-25 08:42:25 | 0 | Pc/Month | 8000 | 0000 | IDR | General | 0 | 0 | Material | N | N | N | ""
12280 | 611338-0000 | Base Standard UVB 24 | Base Standard UVB 24 | 2023-06-03 18:17:20 | 0 | Pc/Month | 0 | 0000 |  | General | 0 | 0 | Material | N | N | N | ""
9765 | 323096-0000 | BATTERY CHARGER MIN 100 A FOR 110 VDC BATTERY COMPLETE WITH PANEL BOARD (SUBJECT TO CALCULATION). | BATTERY CHARGER MIN 100 A FOR 110 VDC BATTERY COMPLETE WITH PANEL BOARD (SUBJECT TO CALCULATION). | 2015-02-03 14:18:44 | 0 | Set | 4750000 | 0000 | IDR | General | 0 | 12502 | Material | N | N | N | ""
9669 | 313152-0000 | BATTERY CHARGER MIN 100 A FOR 110 VDC BATTERY COMPLETE WITH PANEL BOARD (SUBJECT TO CALCULATION). | BATTERY CHARGER MIN 100 A FOR 110 VDC BATTERY COMPLETE WITH PANEL BOARD (SUBJECT TO CALCULATION). | 2015-02-03 16:43:41 | 0 | Set | 149000000 | 0000 | IDR | General | 0 | 12502 | Material | N | N | N | ""
9772 | 313159-0000 | BATTERY CHARGER MIN 100 A FOR 48 VDC BATTERY COMPLETE WITH PANEL BOARD AND INCLUDING 3 STEPS VOLTAGE DROPPER (SUBJECT TO CALCULATION). | BATTERY CHARGER MIN 100 A FOR 48 VDC BATTERY COMPLETE WITH PANEL BOARD AND INCLUDING 3 STEPS VOLTAGE DROPPER (SUBJECT TO CALCULATION). | 2015-02-03 14:30:18 | 0 | Set | 110000000 | 0000 | IDR | General | 0 | 12502 | Material | N | N | N | ""
9781 | 323107-0000 | BATTERY CHARGER MIN 100 A FOR 48 VDC BATTERY COMPLETE WITH PANEL BOARD AND INCLUDING 3 STEPS VOLTAGE DROPPER (SUBJECT TO CALCULATION). | BATTERY CHARGER MIN 100 A FOR 48 VDC BATTERY COMPLETE WITH PANEL BOARD AND INCLUDING 3 STEPS VOLTAGE DROPPER (SUBJECT TO CALCULATION). | 2015-02-03 14:40:42 | 0 | Set | 3785000 | 0000 | IDR | General | 0 | 12502 | Material | N | N | N | ""
9176 | 820043-0000 | BBM dan Maintenance (Tahun Kedua) | Fuel and Maintenance (Second Year) | 2014-04-22 14:51:17 | 0 | Yr | 0 | 0000 | IDR | General | 0 | 11313 | Material | N | N | N | ""
9184 | 820051-0000 | BBM dan Maintenance (Tahun Ketiga) | Fuel and Maintenance (Third Year) | 2014-04-22 14:59:28 | 0 | Yr | 0 | 0000 | IDR | General | 0 | 11313 | Material | N | N | N | ""
9168 | 820035-0000 | BBM dan Maintenance (Tahun Pertama) | Fuel and Maintenance (First Year) | 2014-04-22 14:43:24 | 0 | Yr | 0 | 0000 | IDR | General | 0 | 11313 | Material | N | N | N | ""
9623 | 211076-0000 | Beam steel Structure Type 14 m | Beam steel Structure Type 14 m | 2015-02-02 15:20:22 | 0 | Unit | 26290800 | 0000 | IDR | General | 23493360 | 12502 | Material | N | N | N | ""
9718 | 221021-0000 | Beam steel Structure Type 14 m | Beam steel Structure Type 14 m | 2015-02-03 09:34:01 | 0 | Unit | 1400 | 0000 | IDR | General | 0 | 12502 | Material | N | N | N | ""
9178 | 820045-0000 | Biaya aktifitas kantor lain2 (Tahun Kedua) | Other office activity costs (Second Year) | 2014-04-22 14:52:38 | 0 | Yr | 10810810.81 | 0000 | IDR | General | 0 | 11313 | Material | N | N | N | ""
9186 | 820053-0000 | Biaya aktifitas kantor lain2 (Tahun Ketiga) | Other office activity costs (Year Three) | 2014-04-22 15:00:44 | 0 | Yr | 2252252.25 | 0000 | IDR | General | 0 | 11313 | Material | N | N | N | ""
9170 | 820037-0000 | Biaya aktifitas kantor lain2 (Tahun Pertama) | Other office activity costs (First Year) | 2014-04-22 14:44:56 | 0 | Yr | 0 | 0000 | IDR | General | 0 | 11313 | Material | N | N | N | ""
9177 | 820044-0000 | Biaya Koordinasi P3 (Tahun Kedua) | P3 Coordination Fee (Second Year) | 2014-04-22 14:51:59 | 0 | Yr | 0 | 0000 | IDR | General | 0 | 11313 | Material | N | N | N | ""
9185 | 820052-0000 | Biaya Koordinasi P3 (Tahun Ketiga) | P3 Coordination Fee (Third Year) | 2014-04-22 15:00:06 | 0 | Yr | 0 | 0000 | IDR | General | 0 | 11313 | Material | N | N | N | ""
9169 | 820036-0000 | Biaya Koordinasi P3 (Tahun Pertama) | P3 Coordination Fee (First Year) | 2014-04-22 14:44:21 | 0 | Yr | 0 | 0000 | IDR | General | 0 | 11313 | Material | N | N | N | ""
9188 | 820055-0000 | Biaya Mobilisasi (Tahun Kedua) | Mobilization Costs (Second Year) | 2014-04-22 15:02:10 | 0 | Yr | 0 | 0000 | IDR | General | 0 | 11313 | Material | N | N | N | ""
9189 | 820056-0000 | Biaya Mobilisasi (Tahun Ketiga) | Mobilization Costs (Year Three) | 2014-04-22 15:02:55 | 0 | Yr | 0 | 0000 | IDR | General | 0 | 11313 | Material | N | N | N | ""
9187 | 820054-0000 | Biaya Mobilisasi (Tahun Pertama) | Mobilization Costs (First Year) | 2014-04-22 15:01:34 | 0 | Yr | 0 | 0000 | IDR | General | 0 | 11313 | Material | N | N | N | ""
12632 | 323235-0000 | Bubut Lubang Dies | Die Hole Lathe | 2025-04-28 17:37:42 | 0 | Pcs | 0 | 0000 |  | General | 0 | 0 | Material | N | N | N | ""
12633 | 221062-0000 | Bubut Lubang Dies | Die Hole Lathe | 2025-04-28 17:38:39 | 0 | Pcs | 1500000 | 0000 | IDR | General | 0 | 0 | Material | N | N | N | ""
11038 | 313387-0000 | Cable NYY 3 x 10 mm | NYY Cable 3 x 10 mm | 2019-01-28 15:36:03 | 0 | Pcs | 52000 | 0000 | IDR | General | 52000 | 14188 | Material | Y | N | N | ""
11040 | 313389-0000 | Cable NYY 3 x 10 mm | NYY Cable 3 x 10 mm | 2018-02-06 10:11:04 | 0 | Pcs | 46300 | 0000 | IDR | General | 0 | 0 | Material | N | N | N | ""
11037 | 313386-0000 | Cable NYY 3 x 16 mm | NYY Cable 3 x 16 mm | 2018-02-06 09:40:52 | 0 | Pcs | 0 | 0000 |  | General | 0 | 0 | Material | Y | N | N | ""
11039 | 313388-0000 | Cable NYY 3 x 16 mm | NYY Cable 3 x 16 mm | 2020-02-05 16:00:36 | 0 | Pcs | 0 | 0000 |  | General | 92050 | 13665 | Material | N | N | N | ""
10660 | 111424-0000 | Cable Tray - Inside Riser W150 | Cable Tray - Inside Riser W150 | 2017-08-24 14:42:31 | 0 | Pcs | 35000 | 0000 | IDR | General | 75000 | 13362 | Material | N | N | N | ""
10659 | 111423-0000 | Cable Tray - Outside Riser W150 | Cable Tray - Outside Riser W150 | 2017-08-24 14:43:05 | 0 | Pcs | 20000 | 0000 | IDR | General | 75000 | 13362 | Material | N | N | N | ""
12590 | 211486-0000 | Cadweld | Cadweld | 2025-02-14 16:16:40 | 0 | Gr | 80000 | 0000 | IDR | General | 0 | 0 | Material | N | N | N | ""
12589 | 111683-0000 | Cadweld | Cadweld | 2025-02-14 16:15:19 | 0 | Gr | 888.89 | 0000 | IDR | General | 0 | 0 | Material | N | N | N | ""
8246 | 111017-CYTL | Cat Tembok (Hitam) | Wall Paint (Black) | 2013-07-26 06:27:26 | 0 | Kg | 48000 | CYTL | IDR | CATYLAC | 48000 | 9991 | Material | N | N | N | ""
8247 | 111017-VNLX | Cat Tembok (Hitam) | Wall Paint (Black) | 2013-07-26 06:29:23 | 0 | Kg | 32800 | VNLX | IDR | VYNILEX | 0 | 9991 | Material | N | N | N | ""
11226 | 810077-0000 | Cetak Spanduk | Print Banners | 2018-12-11 14:18:03 | 0 | Pcs | 2025000 | 0000 | IDR | General | 0 | 0 | Material | N | N | N | ""
12459 | 111678-0000 | Closet | Squat Toilet | 2024-09-25 19:28:50 | 0 | Pcs | 120000 | 0000 | IDR | General | 0 | 0 | Material | N | N | N | ""
7318 | 410012-ANDR | Coaxial Cable - 1 1/4 inch | Coaxial Cable - 1 1/4 inch |  | 0 | Mtr | 9.6 | Andre | USD |  | 9.6 | 0 |  | N | N | N
7319 | 410012-LEON | Coaxial Cable - 1 1/4 inch | Coaxial Cable - 1 1/4 inch |  | 0 | Mtr | 80000 | Leoni | IDR |  | 145257.46 | 0 |  | N | N | N
7320 | 410012-DRAK | Coaxial Cable - 1 1/4 inch | Coaxial Cable - 1 1/4 inch |  | 0 | Mtr | 0 | Draka |  |  | 0 | 0 |  | N | N | N
7321 | 410012-LSCA | Coaxial Cable - 1 1/4 inch | Coaxial Cable - 1 1/4 inch |  | 0 | Mtr | 0 | LS ca |  |  | 0 | 0 |  | N | N | N
7322 | 410013-ANDR | Coaxial Cable - 1 5/8 inch | Coaxial Cable - 1 5/8 inch |  | 0 | Mtr | 0 | Andre |  |  | 0 | 0 |  | N | N | N
7323 | 410013-LEON | Coaxial Cable - 1 5/8 inch | Coaxial Cable - 1 5/8 inch |  | 0 | Mtr | 183972 | Leoni | IDR |  | 12.9 | 0 |  | N | N | N
7324 | 410013-DRAK | Coaxial Cable - 1 5/8 inch | Coaxial Cable - 1 5/8 inch |  | 0 | Mtr | 0 | Draka |  |  | 0 | 0 |  | N | N | N
7325 | 410013-LSCA | Coaxial Cable - 1 5/8 inch | Coaxial Cable - 1 5/8 inch |  | 0 | Mtr | 0 | LS ca |  |  | 0 | 0 |  | N | N | N
7310 | 410010-ANDR | Coaxial Cable - 1/2 inch | Coaxial Cable - 1/2 inch |  | 0 | Mtr | 0 | Andre |  |  | 0 | 0 |  | N | N | N
7311 | 410010-LEON | Coaxial Cable - 1/2 inch | Coaxial Cable - 1/2 inch |  | 0 | Mtr | 24000 | Leoni | IDR |  | 2.5 | 0 |  | N | N | Y
7312 | 410010-DRAK | Coaxial Cable - 1/2 inch | Coaxial Cable - 1/2 inch |  | 0 | Mtr | 0 | Draka |  |  | 0 | 0 |  | N | N | N
7313 | 410010-LSCA | Coaxial Cable - 1/2 inch | Coaxial Cable - 1/2 inch |  | 0 | Mtr | 0 | LS ca |  |  | 0 | 0 |  | N | N | N
7308 | 410009-ANDR | Coaxial Cable - 1/2 inch Superflex | Coaxial Cable - 1/2 inch Superflex |  | 0 | Mtr | 0 | Andre |  |  | 0 | 0 |  | N | N | N
7309 | 410009-LEON | Coaxial Cable - 1/2 inch Superflex | Coaxial Cable - 1/2 inch Superflex |  | 0 | Mtr | 0 | Leoni |  |  | 0 | 0 |  | N | N | N
7314 | 410011-LEON | Coaxial Cable - 7/8 inch | Coaxial Cable - 7/8 inch |  | 0 | Mtr | 45250 | Leoni | IDR |  | 34677.87 | 0 |  | N | N | Y
7315 | 410011-DRAK | Coaxial Cable - 7/8 inch | Coaxial Cable - 7/8 inch |  | 0 | Mtr | 0 | Draka |  |  | 0 | 0 |  | N | N | N
7316 | 410011-ANDR | Coaxial Cable - 7/8 inch | Coaxial Cable - 7/8 inch |  | 0 | Mtr | 0 | Andre |  |  | 0 | 0 |  | N | N | N
7317 | 410011-LSCA | Coaxial Cable - 7/8 inch | Coaxial Cable - 7/8 inch |  | 0 | Mtr | 0 | LS ca |  |  | 0 | 0 |  | N | N | N
9628 | 313111-0000 | Conductor GSW 55 mm2 | Conductor GSW 55 mm2 | 2015-02-02 16:04:33 | 0 | bay | 0 | 0000 | IDR | General | 0 | 12502 | Material | N | N | N | ""
9723 | 323054-0000 | Conductor GSW 55 mm2 | Conductor GSW 55 mm2 | 2015-02-03 09:40:06 | 0 | bay | 2785000 | 0000 | IDR | General | 0 | 12502 | Material | N | N | N | ""
9630 | 313113-0000 | Conductor TAL 850 mm2 | Conductor TAL 850 mm2 | 2015-02-02 16:06:29 | 0 | bay | 19624000 | 0000 | IDR | General | 0 | 12502 | Material | N | N | N | ""
9725 | 323056-0000 | Conductor TAL 850 mm2 | Conductor TAL 850 mm2 | 2015-02-03 09:42:03 | 0 | bay | 7675000 | 0000 | IDR | General | 0 | 12502 | Material | N | N | N | ""
10201 | 410068-LEON | Connector Coaxial Din (f) 1/2 inch Superflex | Coaxial Din Connector (f) 1/2 inch Superflex | 2016-05-27 14:27:21 | 0 | Pcs | 0 | LEON |  | LEONI | 0 | 0 | Material | N | N | N | ""
7357 | 410033-ANDR | Connector Coaxial Din(f) 1/2 inch | Din(f) 1/2 inch Coaxial Connector |  | 0 | Pcs | 0 | Andre |  |  | 0 | 0 |  | N | N | N
7358 | 410033-LEON | Connector Coaxial Din(f) 1/2 inch | Din(f) 1/2 inch Coaxial Connector | 2016-10-28 14:01:12 | 0 | Pcs | 0 | Leoni |  |  | 115000 | 13019 |  | N | N | N
7356 | 410032-ANDR | Connector Coaxial Din(f) 1/2 inch Superflex | Din(f) 1/2 inch Superflex Coaxial Connector |  | 0 | Pcs | 0 | Andre |  |  | 0 | 0 |  | N | N | N
7360 | 410035-RSBG | Connector Coaxial Din(m) 1/2 inch | Din Coaxial Connector (m) 1/2 inch |  | 0 | Pcs | 0 | Rosen |  |  | 0 | 0 |  | N | N | N
7361 | 410035-LEON | Connector Coaxial Din(m) 1/2 inch | Din Coaxial Connector (m) 1/2 inch |  | 0 | Pcs | 0 | Leoni |  |  | 0 | 0 |  | N | N | N
7362 | 410035-HUSU | Connector Coaxial Din(m) 1/2 inch | Din Coaxial Connector (m) 1/2 inch |  | 0 | Pcs | 0 | Huber |  |  | 0 | 0 |  | N | N | N
7381 | 410048-RSBG | Connector Coaxial N(f) 1 1/4 inch | Coaxial Connector N(f) 1 1/4 inch |  | 0 | Pcs | 0 | Rosen |  |  | 0 | 0 |  | N | N | N
9961 | 410063-LEON | Connector Coaxial N(f) 1 1/4 inch | Coaxial Connector N(f) 1 1/4 inch | 2017-11-17 16:04:34 | 0 | Pcs | 0 | LEON |  | LEONI | 341000 | 13537 | Material | N | N | N | ""
9963 | 410064-LEON | Connector Coaxial N(f) 1 1/4 inch | Coaxial Connector N(f) 1 1/4 inch | 2015-08-13 14:32:35 | 0 | Pcs | 341322 | LEON | IDR | LEONI | 0 | 13518 | Material | N | N | Y | ""
7384 | 410050-RSBG | Connector Coaxial N(f) 1 5/8 inch | Coaxial Connector N(f) 1 5/8 inch |  | 0 | Pcs | 0 | Rosen |  |  | 0 | 0 |  | N | N | N
9962 | 310001-LEON | Connector Coaxial N(f) 1 5/8 inch | Coaxial Connector N(f) 1 5/8 inch | 2015-08-11 10:08:24 | 0 | Pcs | 0 | LEON |  | LEONI | 0 | 0 | Material | N | N | N | ""
9964 | 410065-LEON | Connector Coaxial N(f) 1 5/8 inch | Coaxial Connector N(f) 1 5/8 inch | 2015-08-13 14:27:06 | 0 | Pcs | 437663 | LEON | IDR | LEONI | 0 | 13518 | Material | N | N | Y | ""
7368 | 410039-LEON | Connector Coaxial N(f) 7/8 inch | Coaxial Connector N(f) 7/8 inch | 2015-06-03 14:07:50 | 0 | Pcs | 143135 | Leoni | IDR |  | 0 | 13217 |  | N | N | N
7369 | 410039-ANDR | Connector Coaxial N(f) 7/8 inch | Coaxial Connector N(f) 7/8 inch |  | 0 | Pcs | 0 | Andre |  |  | 0 | 0 |  | N | N | N
7382 | 410049-LEON | Connector Coaxial N(m) 1 1/4 inch | Coaxial Connector N(m) 1 1/4 inch |  | 0 | Pcs | 220000 | Leoni | IDR |  | 25 | 0 |  | N | N | N
7383 | 410049-ANDR | Connector Coaxial N(m) 1 1/4 inch | Coaxial Connector N(m) 1 1/4 inch |  | 0 | Pcs | 0 | Andre |  |  | 0 | 0 |  | N | N | N
7385 | 410051-LEON | Connector Coaxial N(m) 1 5/8 inch | Coaxial Connector N(m) 1 5/8 inch |  | 0 | Pcs | 437663 | Leoni | IDR |  | 32 | 0 |  | N | N | N
7386 | 410051-LSCA | Connector Coaxial N(m) 1 5/8 inch | Coaxial Connector N(m) 1 5/8 inch |  | 0 | Pcs | 0 | LS ca |  |  | 0 | 0 |  | N | N | N
7363 | 410036-ANDR | Connector Coaxial N(m) 1/2 inch | Coaxial Connector N(m) 1/2 inch |  | 0 | Pcs | 0 | Andre |  |  | 0 | 0 |  | N | N | N
7364 | 410036-RSBG | Connector Coaxial N(m) 1/2 inch | Coaxial Connector N(m) 1/2 inch |  | 0 | Pcs | 0 | Rosen |  |  | 0 | 0 |  | N | N | N
7365 | 410036-LEON | Connector Coaxial N(m) 1/2 inch | Coaxial Connector N(m) 1/2 inch |  | 0 | Pcs | 60000 | Leoni | IDR |  | -13212.78 | 0 |  | N | N | N
7373 | 410043-ANDR | Connector Coaxial N(m) 7/8 inch | Coaxial Connector N(m) 7/8 inch |  | 0 | Pcs | 0 | Andre |  |  | 0 | 0 |  | N | N | N
7374 | 410043-LEON | Connector Coaxial N(m) 7/8 inch | Coaxial Connector N(m) 7/8 inch |  | 0 | Pcs | 70000 | Leoni | IDR |  | 33745.8 | 0 |  | N | N | N
7375 | 410043-RSBG | Connector Coaxial N(m) 7/8 inch | Coaxial Connector N(m) 7/8 inch |  | 0 | Pcs | 0 | Rosen |  |  | 0 | 0 |  | N | N | N
8321 | 311001-0000 | Cooper Grounding Rod 7/8 Inchi | Cooper Grounding Rod 7/8 Inch | 2013-08-01 11:10:22 | 0 | Mtr | 400000 | 0000 | IDR | General | 0 | 10101 | Material | N | N | N | ""
9777 | 323103-0000 | CUBICLE AND ACCESSORIES | CUBICLES AND ACCESSORIES | 2015-02-03 14:36:04 | 0 | Set | 0 | 0000 | IDR | General | 0 | 12502 | Material | N | N | N | ""
9786 | 313164-0000 | CUBICLE AND ACCESSORIES | CUBICLES AND ACCESSORIES | 2015-02-03 14:47:48 | 0 | Set | 0 | 0000 | USD | General | 0 | 12502 | Material | N | N | N | ""
10503 | 610019-TSE0 | Dies Dove ACSR Aluminium | Dies Dove ACSR Aluminum | 2016-12-22 00:11:27 | 0 | Set | 962200 | TSE0 | IDR | TSE | 0 | 0 | Material | N | N | N | ""
10456 | 210001-DNFG | Dies Dove ACSR Aluminium | Dies Dove ACSR Aluminum | 2016-12-21 22:22:13 | 0 | Set | 0 | DNFG |  | Dong Fang | 0 | 13355 | Material | N | N | N | ""
10497 | 610015-TSE0 | Dies Dove Steel ACSR | Dies Dove Steel ACSR | 2016-12-21 22:28:31 | 0 | Pcs | 0 | TSE0 |  | TSE | 0 | 0 | Material | Y | N | N | ""
10507 | 610020-TSE0 | Dies Dove Steel ACSR | Dies Dove Steel ACSR | 2016-12-22 09:05:26 | 0 | Pcs | 3250000 | TSE0 | IDR | TSE | 0 | 0 | Material | N | N | N | ""
10496 | 610014-TSE0 | Dies Hawk Steel ACSR | Dies Hawk Steel ACSR | 2016-12-21 22:25:28 | 0 | Pcs | 0 | TSE0 |  | TSE | 0 | 0 | Material | Y | N | N | ""
10508 | 610021-TSE0 | Dies Hawk Steel ACSR | Dies Hawk Steel ACSR | 2016-12-22 09:06:34 | 0 | Pcs | 3250000 | TSE0 | IDR | TSE | 0 | 0 | Material | N | N | N | ""
9774 | 323102-0000 | DIGITAL PLC TERMINAL - POWER TRANSMISSION 50 WATTS - TRANSMMISSION SPEED UP TO 76.8 KBIT/S - PROGRAMMABLE FREQUENCY RANGE 3 UNCOMPRESSED VOICE CHANNELS - DIGITAL DATA CHANNEL - SERVICE TELEPHONE | DIGITAL PLC TERMINAL - POWER TRANSMISSION 50 WATTS - TRANSMMISSION SPEED UP TO 76.8 KBIT/S - PROGRAMMABLE FREQUENCY RANGE 3 UNCOMPRESSED VOICE CHANNELS - DIGITAL DATA CHANNEL - TELEPHONE SERVICE | 2015-02-03 14:32:31 | 0 | Set | 0 | 0000 | IDR | General | 0 | 12502 | Material | N | N | N | ""
9783 | 313163-0000 | DIGITAL PLC TERMINAL - POWER TRANSMISSION 50 WATTS - TRANSMMISSION SPEED UP TO 76.8 KBIT/S - PROGRAMMABLE FREQUENCY RANGE 3 UNCOMPRESSED VOICE CHANNELS - DIGITAL DATA CHANNEL - SERVICE TELEPHONE | DIGITAL PLC TERMINAL - POWER TRANSMISSION 50 WATTS - TRANSMMISSION SPEED UP TO 76.8 KBIT/S - PROGRAMMABLE FREQUENCY RANGE 3 UNCOMPRESSED VOICE CHANNELS - DIGITAL DATA CHANNEL - TELEPHONE SERVICE | 2015-02-03 14:44:22 | 0 | Set | 39700 | 0000 | USD | General | 39700 | 12502 | Material | N | N | N | ""
10098 | 323137-0000 | DIGITAL PLC TERMINAL - POWER TRANSMISSION 50 WATTS - TRANSMMISSION SPEED UP TO 76.8 KBIT/S - PROGRAMMABLE FREQUENCY RANGE 3 UNCOMPRESSED VOICE CHANNELS - DIGITAL DATA CHANNEL - SERVICE TELEPHONE. Incl. LMU,Te | DIGITAL PLC TERMINAL - POWER TRANSMISSION 50 WATTS - TRANSMMISSION SPEED UP TO 76.8 KBIT/S - PROGRAMMABLE FREQUENCY RANGE 3 UNCOMPRESSED VOICE CHANNELS - DIGITAL DATA CHANNEL - TELEPHONE SERVICE. Incl. LMU, Te | 2015-12-14 13:37:08 | 0 | Set | 10025000 | 0000 | IDR | General | 0 | 0 | Material | N | N | N | ""
9629 | 313112-0000 | Earthing Grid | Earthing Grid | 2015-02-02 16:05:31 | 0 | bay | 75000000 | 0000 | IDR | General | 0 | 12502 | Material | N | N | N | ""
9724 | 323055-0000 | Earthing Grid | Earthing Grid | 2015-02-03 09:41:05 | 0 | bay | 7550000 | 0000 | IDR | General | 0 | 12502 | Material | N | N | N | ""
7688 | 210019-0000 | Elbow Pipa PVC 2 inch | 2 inch PVC Pipe Elbow |  | 0 | Pcs | 10000 | Gener | IDR | "" | 0 | 0 | Material | N | N | N
7690 | 210021-RUCC | Elbow Pipa PVC 2 inch | 2 inch PVC Pipe Elbow |  | 0 | Pcs | 17000 | RUCIK | IDR | "" | 0 | 0 | Material | N | N | N
12586 | 111682-0000 | Elbow PVC 6 inch | 6 inch PVC elbow | 2025-02-12 14:20:30 | 0 | Pcs | 158000 | 0000 | IDR | General | 0 | 0 | Material | N | N | N | ""
12588 | 211485-0000 | Elbow PVC 6 inch | 6 inch PVC elbow | 2025-02-12 14:22:32 | 0 | Pcs | 0 | 0000 |  | General | 0 | 0 | Material | N | N | N | ""
7449 | 410095-VKSL | FO Aerial Cable, 24 cores G.655C | FO Aerial Cable, 24 cores G.655C |  | 0 | Mtr | 1 | VOKSE |  |  | 0 | 0 |  | N | N | N
9338 | 413071-0000 | FO Aerial Cable, 24 cores G.655C | FO Aerial Cable, 24 cores G.655C | 2014-06-16 13:37:28 | 0 | Mtr | 12500 | 0000 | IDR | General | 16640 | 11841 | Material | N | N | N | ""
10454 | 610004-DNFG | Head Press | Head Press | 2016-12-21 20:44:30 | 0 | Set | 0 | DNFG |  | Dong Fang | 0 | 0 | Material | N | N | N | ""
10510 | 610022-TSE0 | Head Press | Head Press | 2016-12-23 07:28:56 | 0 | Set | 16195900 | TSE0 | IDR | TSE | 0 | 0 | Material | N | N | N | ""
12140 | 211432-0000 | Hollow Gypsum 2 x 4 | Hollow Gypsum 2 x 4 | 2022-08-19 15:30:22 | 0 | btg | 20000 | 0000 | IDR | General | 0 | 0 | Material | N | N | N | ""
11686 | 111571-0000 | Hollow Gypsum 2 x 4 | Hollow Gypsum 2 x 4 | 2020-10-06 22:17:30 | 0 | btg | 12350 | 0000 | IDR | General | 0 | 0 | Material | N | N | N | ""
11685 | 111570-0000 | Hollow Gypsum 4 x 4 | Hollow Gypsum 4 x 4 | 2020-10-06 22:15:07 | 0 | btg | 17838 | 0000 | IDR | General | 0 | 0 | Material | N | N | N | ""
9173 | 820040-0000 | HP (Tahun Kedua) | HP (Second Year) | 2014-04-22 14:48:35 | 0 | Yr | 0 | 0000 | IDR | General | 0 | 11313 | Material | N | N | N | ""
9181 | 820048-0000 | HP (Tahun Ketiga) | HP (Third Year) | 2014-04-22 14:54:19 | 0 | Yr | 0 | 0000 | IDR | General | 0 | 11313 | Material | N | N | N | ""
9165 | 820032-0000 | HP (Tahun Pertama) | HP (First Year) | 2014-04-22 14:40:58 | 0 | Yr | 0 | 0000 | IDR | General | 0 | 11313 | Material | N | N | N | ""
7418 | 410069-PACI | Hybrid Coupler, 2in2Out, 800-2500 MHz | Hybrid Coupler, 2in2Out, 800-2500 MHz |  | 0 | Pcs | 800000 | Pacif | IDR |  | 125 | 0 |  | N | N | N
7419 | 410069-ENRS | Hybrid Coupler, 2in2Out, 800-2500 MHz | Hybrid Coupler, 2in2Out, 800-2500 MHz | 2017-11-16 13:43:28 | 0 | Pcs | 1800000 | Eners | IDR |  | 1800000 | 13537 |  | N | N | N
7420 | 410069-YOLI | Hybrid Coupler, 2in2Out, 800-2500 MHz | Hybrid Coupler, 2in2Out, 800-2500 MHz |  | 0 | Pcs | 0 | Yolic |  |  | 0 | 0 |  | N | N | N
9141 | 410003-Whub | Hybrid Coupler, 2in2Out, 800-2700 MHz | Hybrid Coupler, 2in2Out, 800-2700 MHz | 2014-04-18 06:57:24 | 0 | Pcs | 107 | Whub | USD | Winhub | 107 | 11313 | Material | N | N | N | ""
7423 | 410096-YOLI | Hybrid Coupler, 2in2Out, 800-2700 MHz | Hybrid Coupler, 2in2Out, 800-2700 MHz |  | 0 | Pcs | 0 | Yolic |  |  | 0 | 0 |  | N | N | N
9995 | 410002-COMB | Indoor Antenna - Directional Panel Antenna, 806-960/1710-2500, Double port | Indoor Antenna - Directional Panel Antenna, 806-960/1710-2500, Double port | 2015-09-30 09:38:56 | 0 | Pcs | 0 | COMB |  | COMBA | 0 | 0 | Material | N | N | N | ""
9998 | 410071-PACI | Indoor Antenna - Directional Panel Antenna, 806-960/1710-2500, Double port | Indoor Antenna - Directional Panel Antenna, 806-960/1710-2500, Double port | 2015-09-30 11:00:43 | 0 | Pcs | 610335 | PACI | IDR | PACIFIC WAVE | 0 | 0 | Material | N | N | N | ""
9570 | 410001-MOBI | Indoor Antenna - Omni, Gain 5dBi, 800-2700MHz | Indoor Antenna - Omni, Gain 5dBi, 800-2700MHz | 2014-12-01 17:27:43 | 0 | Pcs | 0 | MOBI | IDR | MOBI | 0 | 12206 | Material | N | N | N | ""
7303 | 410004-PACI | Indoor Antenna - Omni, Gain 5dBi, 800-2700MHz | Indoor Antenna - Omni, Gain 5dBi, 800-2700MHz | 2016-02-09 15:36:47 | 0 | Pcs | 21 | Pacif | USD |  | 30 | 13820 |  | N | N | N
9843 | 221027-0000 | Install Cable Tray | Install Cable Tray | 2015-03-11 14:20:29 | 0 | Mtr | 33000 | 0000 | IDR | General | 6500 | 0 | Material | N | N | N | ""
9088 | 221013-0000 | Install Cable Tray | Install Cable Tray | 2014-03-14 16:01:18 | 6500 | Mtr | 6500 | 0000 | IDR | General | 6500 | 11633 | Material | Y | N | N | ""
9847 | 323117-0000 | Install ME IBC - Copper rod | Install ME IBC - Copper rod | 2015-03-11 14:28:26 | 0 | Pcs | 88000 | 0000 | IDR | General | 88000 | 0 | Material | N | N | N | ""
9451 | 323046-0000 | Install ME IBC - Copper rod | Install ME IBC - Copper rod | 2014-09-02 13:10:34 | 0 | Pcs | 88000 | 0000 | IDR | General | 88000 | 11694 | Material | Y | N | N | ""
9848 | 323118-0000 | Install ME IBC - Lighting protection / splitzen | Install ME IBC - Lighting protection / splitzen | 2015-03-11 14:29:43 | 0 | Pcs | 40000 | 0000 | IDR | General | 50000 | 0 | Material | N | N | N | ""
9454 | 323049-0000 | Install ME IBC - Lighting protection / splitzen | Install ME IBC - Lighting protection / splitzen | 2014-09-02 13:18:29 | 36000 | Pcs | 36000 | 0000 | IDR | General | 36000 | 11694 | Material | Y | N | N | ""
12111 | 313570-0000 | Jasa Sertifikasi Penerbitan Sertifikat Layak Operasi | Certification Services for Issuance of Certificate of Operational Suitability | 2022-06-28 12:55:09 | 0 | lot | 0 | 0000 |  | General | 0 | 0 | Material | N | N | N | ""
12112 | 323210-0000 | Jasa Sertifikasi Penerbitan Sertifikat Layak Operasi | Certification Services for Issuance of Certificate of Operational Suitability | 2022-06-28 12:59:30 | 0 | lot | 20000000 | 0000 | IDR | General | 0 | 0 | Material | N | N | N | ""
7326 | 410014-LEON | Jumper Coaxial Din(m) RA-Din(m), 3m | Coaxial Jumper Din(m) RA-Din(m), 3m |  | 0 | Pcs | 0 | Leoni |  |  | 0 | 0 |  | N | N | N
7327 | 410014-PACI | Jumper Coaxial Din(m) RA-Din(m), 3m | Coaxial Jumper Din(m) RA-Din(m), 3m |  | 0 | Pcs | 18 | Pacif | USD |  | 18 | 0 |  | N | N | N
7331 | 410018-LEON | Jumper Coaxial Din(m)-Din(m), 5m | Coaxial Jumper Din(m)-Din(m), 5m |  | 0 | Pcs | 0 | Leoni |  |  | 0 | 0 |  | N | N | N
7332 | 410018-PACI | Jumper Coaxial Din(m)-Din(m), 5m | Coaxial Jumper Din(m)-Din(m), 5m | 2018-07-26 13:22:46 | 0 | Pcs | 0 | Pacif |  |  | 175000 | 14478 |  | N | N | N
7333 | 410019-0000 | Jumper Coaxial Din(m)-N(f), 1m | Coaxial Jumper Din(m)-N(f), 1m |  | 0 | Pcs | 203040 | Gener | IDR |  | 12.2 | 0 |  | N | N | N
7334 | 410019-PACI | Jumper Coaxial Din(m)-N(f), 1m | Coaxial Jumper Din(m)-N(f), 1m |  | 0 | Pcs | 0 | Pacif |  |  | 0 | 0 |  | N | N | N
7337 | 410022-ANDR | Jumper Coaxial Din(m)-N(m), 1m | Coaxial Jumper Din(m)-N(m), 1m |  | 0 | Pcs | 0 | Andre |  |  | 0 | 0 |  | N | N | N
7338 | 410022-0000 | Jumper Coaxial Din(m)-N(m), 1m | Coaxial Jumper Din(m)-N(m), 1m | 2016-10-28 14:03:24 | 0 | Pcs | 0 | Gener |  |  | 225000 | 13019 |  | N | N | N
7339 | 410022-PACI | Jumper Coaxial Din(m)-N(m), 1m | Coaxial Jumper Din(m)-N(m), 1m |  | 0 | Pcs | 0 | Pacif |  |  | 0 | 0 |  | N | N | N
7340 | 410023-0000 | Jumper Coaxial Din(m)-N(m), 3m | Coaxial Jumper Din(m)-N(m), 3m |  | 0 | Pcs | 26.8 | Gener | USD |  | 26.8 | 0 |  | N | N | N
7341 | 410023-PACI | Jumper Coaxial Din(m)-N(m), 3m | Coaxial Jumper Din(m)-N(m), 3m |  | 0 | Pcs | 26.8 | Pacif | USD |  | 26.8 | 0 |  | N | N | N
7343 | 410025-LEON | Jumper Coaxial N(m)-N(f), 0.3m | Coaxial Jumper N(m)-N(f), 0.3m |  | 0 | Pcs | 0 | Leoni |  |  | 0 | 0 |  | N | N | N
7344 | 410025-RSBG | Jumper Coaxial N(m)-N(f), 0.3m | Coaxial Jumper N(m)-N(f), 0.3m |  | 0 | Pcs | 0 | Rosen |  |  | 0 | 0 |  | N | N | N
7345 | 410025-ANDR | Jumper Coaxial N(m)-N(f), 0.3m | Coaxial Jumper N(m)-N(f), 0.3m |  | 0 | Pcs | 0 | Andre |  |  | 0 | 0 |  | N | N | N
7348 | 410028-LEON | Jumper Coaxial N(m)-N(m), 0.3m | Coaxial Jumper N(m)-N(m), 0.3m | 2015-06-01 15:00:38 | 0 | Pcs | 134273.7 | Leoni | IDR |  | 10 | 13147 |  | N | N | N
7349 | 410028-PACI | Jumper Coaxial N(m)-N(m), 0.3m | Coaxial Jumper N(m)-N(m), 0.3m | 2016-12-13 09:41:49 | 0 | Pcs | 95000 | Pacif | IDR |  | 189000 | 13539 |  | N | N | N
7350 | 410029-RSBG | Jumper Coaxial N(m)-N(m), 2m | Coaxial Jumper N(m)-N(m), 2m |  | 0 | Pcs | 0 | Rosen |  |  | 0 | 0 |  | N | N | N
7351 | 410029-PACI | Jumper Coaxial N(m)-N(m), 2m | Coaxial Jumper N(m)-N(m), 2m |  | 0 | Pcs | 0 | Pacif |  |  | 0 | 0 |  | N | N | N
7353 | 410031-RSBG | Jumper Coaxial N(m)-N(m), 5m | Coaxial Jumper N(m)-N(m), 5m |  | 0 | Pcs | 0 | Rosen |  |  | 0 | 0 |  | N | N | N
7354 | 410031-LEON | Jumper Coaxial N(m)-N(m), 5m | Coaxial Jumper N(m)-N(m), 5m |  | 0 | Pcs | 350000 | Leoni | IDR |  | 27 | 0 |  | N | N | N
7355 | 410031-PACI | Jumper Coaxial N(m)-N(m), 5m | Coaxial Jumper N(m)-N(m), 5m |  | 0 | Pcs | 220000 | Pacif | IDR |  | 27 | 0 |  | N | N | N
8274 | 121017-0000 | Kawat Bendrat | Bendrat Wire | 2013-07-30 11:23:27 | 0 | Kg | 14445 | 0000 | IDR | General | 16000 | 10101 | Material | N | N | N | ""
9172 | 820039-0000 | Kend. Operasional (Tahun Kedua) | Operational Vehicle (Second Year) | 2014-04-22 14:46:53 | 0 | Yr | 0 | 0000 | IDR | General | 0 | 11313 | Material | N | N | N | ""
9180 | 820047-0000 | Kend. Operasional (Tahun Ketiga) | Operational Vehicle (Third Year) | 2014-04-22 14:53:46 | 0 | Yr | 0 | 0000 | IDR | General | 0 | 11313 | Material | N | N | N | ""
9164 | 820031-0000 | Kend. Operasional (Tahun Pertama) | Operational Vehicle (First Year) | 2014-04-22 14:40:08 | 0 | Yr | 0 | 0000 | IDR | General | 0 | 11313 | Material | N | N | N | ""
9174 | 820041-0000 | Kendaraan Pick Up (Tahun Kedua) | Pick Up Vehicle (Second Year) | 2014-04-22 14:49:56 | 0 | Yr | 0 | 0000 | IDR | General | 0 | 11313 | Material | N | N | N | ""
9182 | 820049-0000 | Kendaraan Pick Up (Tahun Ketiga) | Pick Up Vehicle (Third Year) | 2014-04-22 14:58:09 | 0 | Yr | 0 | 0000 | IDR | General | 0 | 11313 | Material | N | N | N | ""
9166 | 820033-0000 | Kendaraan Pick Up (Tahun Pertama) | Pick Up Vehicle (First Year) | 2014-04-22 14:41:39 | 0 | Yr | 0 | 0000 | IDR | General | 0 | 11313 | Material | N | N | N | ""
11413 | 111502-0000 | Keramik Lantai/Ubin, Ukuran 40 x 40 cm | Floor Ceramic/Tile, Size 40 x 40 cm | 2019-07-18 15:13:12 | 0 | Box | 90000 | 0000 | IDR | General | 0 | 0 | Material | N | N | N | ""
11415 | 111503-0000 | Keramik/Ubin, 40 x 40 cm | Ceramic/Tile, 40 x 40 cm | 2019-07-22 09:31:43 | 0 | Box | 54000 | 0000 | IDR | General | 0 | 0 | Material | N | N | N | ""
10816 | 111452-0000 | LINE BAY150kV Disconnecting Switch (DS) | LINE BAY150kV Disconnecting Switch (DS) | 2017-08-04 09:42:51 | 0 | Set | 118305900 | 0000 | IDR | General | 0 | 0 | Material | N | N | N | ""
10818 | 313297-0000 | LINE BAY150kV Disconnecting Switch (DS) | LINE BAY150kV Disconnecting Switch (DS) | 2017-08-04 09:45:53 | 0 | Set | 190845400 | 0000 | IDR | General | 0 | 0 | Material | N | N | N | ""
9775 | 313160-0000 | LMU, COUPLING FILTER AND COAXIAL CABLE. | LMU, COUPLING FILTER AND COAXIAL CABLE. | 2015-02-03 14:33:29 | 0 | Set | 0 | 0000 | IDR | General | 0 | 12502 | Material | N | N | N | ""
9784 | 323108-0000 | LMU, COUPLING FILTER AND COAXIAL CABLE. | LMU, COUPLING FILTER AND COAXIAL CABLE. | 2015-02-03 14:45:49 | 0 | Set | 0 | 0000 | IDR | General | 0 | 12502 | Material | N | N | N | ""
11997 | 611265-0000 | Mata shock torsi 32mm | 32mm torsion shock eye | 2021-12-08 17:55:25 | 0 | Pcs | 195000 | 0000 | IDR | General | 0 | 0 | Material | N | N | N | ""
11998 | 611266-0000 | Mata shock torsi 32mm | 32mm torsion shock eye | 2021-12-08 17:56:33 | 0 | Pcs | 0 | 0000 |  | General | 0 | 0 | Material | N | N | N | ""
10256 | 611084-0000 | Materai | Duty stamp | 2016-07-15 08:49:30 | 0 | Pcs | 10000 | 0000 | IDR | General | 0 | 0 | Material | N | N | N | ""
10668 | 313286-0000 | Material Conductor TAL 850 mm2 (m) | Conductor Material TAL 850 mm2 (m) | 2017-07-18 12:21:03 | 0 | Mtr | 151000 | 0000 | IDR | General | 0 | 0 | Material | N | N | N | ""
10356 | 111391-0000 | Material Pondasi Type Aa2 class 1 | Foundation Material Type Aa2 class 1 | 2016-09-30 11:00:13 | 0 | Unit | 0 | 0000 |  | General | 0 | 13103 | Material | N | N | N | ""
10359 | 111392-0000 | Material Pondasi Type Aa2 class 1 | Foundation Material Type Aa2 class 1 | 2016-09-30 11:00:31 | 0 | Unit | 0 | 0000 |  | General | 0 | 13103 | Material | N | N | N | ""
12880 | 211487-0000 | MCB AC 1P/20A 4.5kA | MCB AC 1P/20A 4.5kA | 2026-01-09 18:54:44 | 0 | Pcs | 0 | 0000 |  | General | 0 | 0 | Material | N | N | N | ""
12881 | 313868-0000 | MCB AC 1P/20A 4.5kA | MCB AC 1P/20A 4.5kA | 2026-01-09 18:55:58 | 0 | Pcs | 0 | 0000 |  | General | 0 | 0 | Material | N | N | N | ""
12745 | 313779-0000 | MCB DC 2P/6A with Aux | MCB DC 2P/6A with Aux | 2025-10-09 21:55:00 | 0 | Pcs | 0 | 0000 |  | General | 0 | 0 | Material | N | N | N | ""
12746 | 313780-0000 | MCB DC 2P/6A with Aux | MCB DC 2P/6A with Aux | 2025-10-09 21:56:13 | 0 | Pcs | 0 | 0000 |  | General | 0 | 0 | Material | N | N | N | ""
12744 | 313778-0000 | MCB DC 2P/6A with Aux | MCB DC 2P/6A with Aux | 2025-10-09 21:54:10 | 0 | Pcs | 0 | 0000 |  | General | 0 | 0 | Material | N | N | N | ""
12494 | 313680-0000 | MCB-AC 2P/16A 6kA with Aux | MCB-AC 2P/16A 6kA with Aux | 2024-11-07 15:20:53 | 0 | Unit | 235613 | 0000 | IDR | General | 0 | 0 | Material | N | N | N | ""
12498 | 313684-0000 | MCB-AC 2P/16A 6kA with Aux | MCB-AC 2P/16A 6kA with Aux | 2024-11-07 15:22:54 | 0 | Unit | 0 | 0000 |  | General | 0 | 0 | Material | N | N | N | ""
9789 | 323110-0000 | Mercury Vapour Flouresent light 1 x 250 W complete with lighting column 9 m high, fuse box, grounding system and installation of cable conduit and wiring and all accessories and foundation of column | Mercury Vapor Fluorescent light 1 x 250 W complete with lighting column 9 m high, fuse box, grounding system and installation of cable conduit and wiring and all accessories and foundation of column | 2015-02-03 15:08:04 | 0 | Ttk | 0 | 0000 | IDR | General | 0 | 12502 | Material | N | N | N | ""
9712 | 313156-0000 | Mercury Vapour Flouresent light 1 x 250 W complete with lighting column 9 m high, fuse box, grounding system and installation of cable conduit and wiring and all accessories and foundation of column | Mercury Vapor Fluorescent light 1 x 250 W complete with lighting column 9 m high, fuse box, grounding system and installation of cable conduit and wiring and all accessories and foundation of column | 2015-02-02 19:01:14 | 0 | Ttk | 1742690.83 | 0000 | IDR | General | 11000000 | 12502 | Material | N | N | N | ""
9790 | 323111-0000 | Mercury Vapour Flouresent light 1 x 250 W complete with support, fuse box, grounding system and installation of cable conduit and wiring and all accessories for Switchyard | Mercury Vapor Fluorescent light 1 x 250 W complete with support, fuse box, grounding system and installation of cable conduit and wiring and all accessories for Switchyard | 2015-02-03 15:09:08 | 0 | Ttk | 0 | 0000 | IDR | General | 0 | 12502 | Material | N | N | N | ""
9713 | 313157-0000 | Mercury Vapour Flouresent light 1 x 250 W complete with support, fuse box, grounding system and installation of cable conduit and wiring and all accessories for Switchyard | Mercury Vapor Fluorescent light 1 x 250 W complete with support, fuse box, grounding system and installation of cable conduit and wiring and all accessories for Switchyard | 2015-02-02 19:02:57 | 0 | Ttk | 0 | 0000 | IDR | General | 0 | 12502 | Material | N | N | N | ""
11503 | 111544-0000 | mur baut M24 x 60 | M24 x 60 bolts and nuts | 2019-09-09 17:22:13 | 0 | Pcs | 0 | 0000 |  | General | 0 | 0 | Material | N | N | N | ""
11504 | 111545-0000 | mur baut M24 x 60 | M24 x 60 bolts and nuts | 2019-09-09 17:22:57 | 0 | Pcs | 21735 | 0000 | IDR | General | 0 | 0 | Material | N | N | N | ""
12402 | 313641-0000 | NYCY 2 Core x 4/4mm2 1kV | NYCY 2 Core x 4/4mm2 1kV | 2024-05-29 15:23:10 | 0 | Mtr | 33950 | 0000 | IDR | General | 0 | 0 | Material | N | N | N | ""
12449 | 313662-0000 | NYCY 2 Core x 4/4mm2 1kV | NYCY 2 Core x 4/4mm2 1kV | 2024-08-29 20:28:18 | 0 | Mtr | 0 | 0000 |  | General | 0 | 0 | Material | N | N | N | ""
12399 | 313638-0000 | NYCY 4 Core x 4/4mm2 1kV | NYCY 4 Core x 4/4mm2 1kV | 2024-05-29 15:20:42 | 0 | Mtr | 48260 | 0000 | IDR | General | 0 | 0 | Material | N | N | N | ""
12447 | 313660-0000 | NYCY 4 Core x 4/4mm2 1kV | NYCY 4 Core x 4/4mm2 1kV | 2024-08-29 20:25:52 | 0 | Mtr | 0 | 0000 |  | General | 0 | 0 | Material | N | N | N | ""
7745 | 122011-0000 | Pekerjaan Pemadatan tanah | Soil compaction work | 2017-08-07 15:54:43 | 0 | M3 | 3000 | M3 | IDR | "" | 0 | 13327 | Material | N | N | N
12463 | 129462-0000 | Pekerjaan Urugan Tanah Kembali | Landfill Work Resumes | 2024-10-14 19:24:02 | 0 | M3 | 45900 | 0000 | IDR | General | 0 | 0 | Material | N | N | N | ""
11078 | 129343-0000 | pemasangan pagar brc | BRC fence installation | 2018-03-22 11:56:09 | 0 | Ls | 65000 | 0000 | IDR | General | 0 | 0 | Material | N | N | N | ""
8211 | 111001-TGRD | Semen Portland | Portland cement | 2013-07-18 11:17:01 | 0 | Kg | 1075 | TGRD | IDR | Tiga Roda | 0 | 9982 | Material | N | N | N | ""
8212 | 111001-PDNG | Semen Portland | Portland cement | 2013-07-18 11:23:27 | 0 | Kg | 49000 | PDNG | IDR | PADANG | 49000 | 9982 | Material | N | N | N | ""
9171 | 820038-0000 | Sewa Kantor (Tahun Kedua) | Office Rent (Second Year) | 2014-04-22 14:45:45 | 0 | Yr | 12500000 | 0000 | IDR | General | 0 | 11313 | Material | N | N | N | ""
9179 | 820046-0000 | Sewa Kantor (Tahun Ketiga) | Office Rent (Third Year) | 2014-04-22 14:53:11 | 0 | Yr | 0 | 0000 | IDR | General | 0 | 11313 | Material | N | N | N | ""
9163 | 820030-0000 | Sewa Kantor (Tahun Pertama) | Office Rent (First Year) | 2014-04-22 14:39:20 | 0 | Yr | 0 | 0000 | IDR | General | 0 | 0 | Material | N | N | N | ""
11210 | 211183-0000 | SINGLE SUSPENSION 1x300mm2, 16 mm COUPLE,W/ SUSP CLAMP,U-BOLT | SINGLE SUSPENSION 1x300mm2, 16 mm COUPLE,W/ SUSP CLAMP,U-BOLT | 2018-12-03 10:24:18 | 0 | Set | 0 | 0000 |  | General | 0 | 0 | Material | N | N | N | ""
11209 | 211182-0000 | SINGLE SUSPENSION 1x630mm2, 16 mm COUPLE,W/ SUSP CLAMP,U-BOLT | SINGLE SUSPENSION 1x630mm2, 16 mm COUPLE,W/ SUSP CLAMP,U-BOLT | 2018-12-03 10:23:00 | 0 | Set | 1584239 | 0000 | IDR | General | 0 | 0 | Material | N | N | N | ""
12326 | 313606-0000 | Single Tension Inverse String Set 120 kN For Conductor 1 x ACSR 250mm2 | Single Tension Inverse String Set 120 kN For Conductor 1 x ACSR 250mm2 | 2024-04-27 10:17:52 | 0 | Set | 1641663 | 0000 | IDR | General | 0 | 0 | Material | N | N | N | ""
12431 | 313651-0000 | Single Tension Inverse String Set 120 kN For Conductor 1 x ACSR 450mm2 | Single Tension Inverse String Set 120 kN For Conductor 1 x ACSR 450mm2 | 2024-08-19 10:10:55 | 0 | Set | 2036600 | 0000 | IDR | General | 0 | 0 | Material | N | N | N | ""
12485 | 313671-0000 | Socket 1P N 16 A | Socket 1P N 16 A | 2024-11-07 14:25:32 | 0 | Unit | 0 | 0000 |  | General | 0 | 0 | Material | N | N | N | ""
12500 | 313686-0000 | Socket 1P N 16A | Socket 1P N 16A | 2024-11-07 15:24:51 | 0 | Unit | 250235 | 0000 | IDR | General | 0 | 0 | Material | N | N | N | ""
9234 | 111285-0000 | Spanduk 1mX4m | 1mX4m Banner | 2014-05-16 10:47:34 | 0 | Pcs | 190000 | 0000 | IDR | General | 190000 | 11558 | Material | N | N | N | ""
8549 | 313025-0000 | Spiral Vibration Damper | Spiral Vibration Damper | 2016-05-04 10:52:56 | 0 | Pcs | 103765 | 0000 | IDR | General | 0 | 11132 | Material | N | N | N | ""
10193 | 313229-0000 | Spiral Vibration Damper | Spiral Vibration Damper | 2016-05-18 13:14:53 | 0 | Pcs | 0 | 0000 |  | General | 0 | 13312 | Material | N | N | N | ""
7390 | 410055-LEON | Splitter 2 Way | 2-Way Splitter |  | 0 | Pcs | 230000 | Leoni | IDR |  | 25 | 0 |  | N | N | N
7391 | 410055-PACI | Splitter 2 Way | 2-Way Splitter | 2016-02-25 10:11:39 | 0 | Pcs | 25 | Pacif | USD |  | 25 | 13475 |  | N | N | N
7392 | 410056-LEON | Splitter 3 Way | 3 Way Splitter | 2015-06-01 14:59:09 | 0 | Pcs | 280000 | Leoni | IDR |  | 44 | 13147 |  | N | N | N
7393 | 410056-RSBG | Splitter 3 Way | 3 Way Splitter |  | 0 | Pcs | 0 | Rosen |  |  | 0 | 0 |  | N | N | N
7394 | 410056-ENRS | Splitter 3 Way | 3 Way Splitter |  | 0 | Pcs | 0 | Eners |  |  | 0 | 0 |  | N | N | N
7395 | 410056-PACI | Splitter 3 Way | 3 Way Splitter | 2016-02-25 10:09:28 | 0 | Pcs | 444866.4 | Pacif | IDR |  | 445000 | 13475 |  | N | N | Y
9421 | 413085-0000 | Splitter 4 Way | 4 Way Splitter | 2014-08-29 13:21:49 | 0 | Pcs | 40 | 0000 | USD | General | 40 | 11684 | Material | N | N | N | ""
7396 | 410057-ANDR | Splitter 4 Way | 4 Way Splitter |  | 0 | Pcs | 0 | Andre |  |  | 0 | 0 |  | N | N | N
7397 | 410057-LEON | Splitter 4 Way | 4 Way Splitter |  | 0 | Pcs | 330000 | Leoni | IDR |  | 40 | 0 |  | N | N | N
7398 | 410057-RSBG | Splitter 4 Way | 4 Way Splitter |  | 0 | Pcs | 0 | Rosen |  |  | 0 | 0 |  | N | N | N
7399 | 410057-ENRS | Splitter 4 Way | 4 Way Splitter |  | 0 | Pcs | 0 | Eners |  |  | 0 | 0 |  | N | N | N
12509 | 810122-0000 | Stamp Duty | Stamp Duty | 2024-11-29 19:23:38 | 0 | Pcs | 10000 | 0000 | IDR | General | 0 | 0 | Material | N | N | N | ""
10502 | 610018-TSE0 | Stringing Block Nylon 1 Sheave 60 Kn | Stringing Block Nylon 1 Sheave 60 Kn | 2016-12-22 00:06:32 | 0 | Set | 2229150 | TSE0 | IDR | TSE | 0 | 0 | Material | N | N | N | ""
10460 | 610006-DNFG | Stringing Block Nylon 1 Sheave 60 Kn | Stringing Block Nylon 1 Sheave 60 Kn | 2016-12-21 20:55:51 | 0 | Mtr | 0 | DNFG |  | Dong Fang | 0 | 0 | Material | N | N | N | ""
12604 | 720095-0000 | Stuffing Outside Dry Container 40 Ft | Stuffing Outside Dry Container 40 Ft | 2025-02-28 07:29:25 | 0 | Pcs | 1652252 | 0000 | IDR | General | 0 | 0 | Material | N | N | N | ""
12612 | 720101-0000 | Stuffing Outside Dry Container 40 Ft | Stuffing Outside Dry Container 40 Ft | 2025-03-05 06:57:49 | 0 | Pcs | 1283783.78 | 0000 | IDR | General | 0 | 0 | Material | N | N | N | ""
9767 | 323098-0000 | SUITABLE LV POWER CABLES AND NECESSARY EQUIPMENT CABLE LADDER, CLAMP, CABLE LUG, TERMINAL, SUBSTATION AUXILIARIES SUPPLY TO COMPLETE THE SPECIFIED SCOPE OF WORK. | SUITABLE LV POWER CABLES AND NECESSARY EQUIPMENT CABLE LADDER, CLAMP, CABLE LUG, TERMINAL, SUBSTATION AUXILIARIES SUPPLY TO COMPLETE THE SPECIFIED SCOPE OF WORK. | 2015-02-03 14:20:34 | 0 | Set | 3739640 | 0000 | IDR | General | 0 | 12502 | Material | N | N | N | ""
9671 | 313154-0000 | SUITABLE LV POWER CABLES AND NECESSARY EQUIPMENT CABLE LADDER, CLAMP, CABLE LUG, TERMINAL, SUBSTATION AUXILIARIES SUPPLY TO COMPLETE THE SPECIFIED SCOPE OF WORK. | SUITABLE LV POWER CABLES AND NECESSARY EQUIPMENT CABLE LADDER, CLAMP, CABLE LUG, TERMINAL, SUBSTATION AUXILIARIES SUPPLY TO COMPLETE THE SPECIFIED SCOPE OF WORK. | 2015-02-03 16:44:57 | 0 | Set | 495000 | 0000 | IDR | General | 0 | 12502 | Material | N | N | N | ""
10048 | 313193-0000 | T- terminal conector for DS. TAL 850 sqm to stud dia. 50x120mm, tin plated | T- terminal connector for DS. TAL 850 sqm to stud dia. 50x120mm, tin plated | 2015-11-19 11:07:37 | 0 | Pcs | 66.02 | 0000 | USD | General | 0 | 13648 | Material | N | N | N | ""
10053 | 313198-0000 | T- terminal conector for DS. TAL 850 sqm to stud dia. 50x120mm, tin plated | T- terminal connector for DS. TAL 850 sqm to stud dia. 50x120mm, tin plated | 2015-11-19 11:13:44 | 0 | Pcs | 847000 | 0000 | IDR | General | 0 | 13648 | Material | N | N | N | ""
9918 | 221028-0000 | Tag weld baut tower latice s/d elevasi 10 m diatas permukaan tanah | Tag weld bolt tower latice up to elevation 10 m above ground level | 2015-06-19 15:02:49 | 0 | Ls | 0 | 0000 |  | General | 0 | 0 | Material | N | N | N | ""
9934 | 221030-0000 | Tag weld baut tower latice s/d elevasi 10 m diatas permukaan tanah | Tag weld bolt tower latice up to elevation 10 m above ground level | 2015-06-19 17:18:00 | 0 | Ls | 0 | 0000 |  | General | 0 | 0 | Material | N | N | N | ""
9936 | 221031-0000 | Tag weld baut tower latice s/d elevasi 10 m diatas permukaan tanah | Tag weld bolt tower latice up to elevation 10 m above ground level | 2015-06-19 17:27:28 | 0 | Ls | 0 | 0000 |  | General | 0 | 0 | Material | N | N | N | ""
11365 | 111498-0000 | Tambang Nilon 16 MM | 16MM Nylon Mine | 2019-04-18 10:49:59 | 0 | Mtr | 9680 | 0000 | IDR | General | 0 | 0 | Material | N | N | N | ""
11313 | 611120-0000 | Tambang Nylon 16mm | 16mm Nylon Mine | 2019-03-22 14:59:06 | 0 | Mtr | 0 | 0000 |  | General | 0 | 0 | Material | N | N | N | ""
9778 | 323104-0000 | TELEPHONE TERMINAL. | TELEPHONE TERMINAL. | 2015-02-03 14:36:53 | 0 | Set | 0 | 0000 | IDR | General | 0 | 12502 | Material | N | N | N | ""
9787 | 313165-0000 | TELEPHONE TERMINAL. | TELEPHONE TERMINAL. | 2015-02-03 14:49:06 | 0 | Set | 0 | 0000 | USD | General | 0 | 12502 | Material | N | N | N | ""
9776 | 313161-0000 | TELEPROTECTION EQUIPMENT (SUITABLE FOR PROPOSED DIGITAL PLC). | TELEPROTECTION EQUIPMENT (SUITABLE FOR PROPOSED DIGITAL PLC). | 2015-02-03 14:34:31 | 0 | Set | 10000000 | 0000 | IDR | General | 0 | 12502 | Material | N | N | N | ""
9785 | 323109-0000 | TELEPROTECTION EQUIPMENT (SUITABLE FOR PROPOSED DIGITAL PLC). | TELEPROTECTION EQUIPMENT (SUITABLE FOR PROPOSED DIGITAL PLC). | 2015-02-03 14:46:38 | 0 | Set | 0 | 0000 | IDR | General | 0 | 12502 | Material | N | N | N | ""
10501 | 610017-TSE0 | turn buckle 5T | turn buckle 5T | 2016-12-21 23:54:54 | 0 | Pcs | 810600 | TSE0 | IDR | TSE | 0 | 0 | Material | N | N | N | ""
10488 | 610014-DNFG | turn buckle 5T | turn buckle 5T | 2016-12-21 21:52:52 | 0 | Pcs | 1100000 | DNFG | IDR | Dong Fang | 0 | 0 | Material | N | N | N | ""
10357 | 129176-0000 | Upah Pekerjaan Pondasi Type Aa2 Class 1 | Wages for Foundation Work Type Aa2 Class 1 | 2016-10-04 15:20:19 | 0 | Unit | 0 | 0000 |  | General | 0 | 13103 | Material | N | N | N | ""
10360 | 129177-0000 | Upah Pekerjaan Pondasi Type Aa2 class 1 | Wages for Foundation Work Type Aa2 class 1 | 2016-10-04 15:20:41 | 0 | Unit | 0 | 0000 |  | General | 0 | 13103 | Material | N | N | N | ""
11884 | 211362-0000 | Yoke Plate 30 KIP Galv | Yoke Plate 30 KIP Galv | 2021-09-23 20:29:06 | 0 | Pcs | 0 | 0000 |  | General | 0 | 0 | Material | N | N | N | ""
11892 | 211369-0000 | Yoke Plate Triangular 30 KIP Galvanize | Yoke Plate Triangular 30 KIP Galvanize | 2021-09-23 20:53:21 | 0 | Pcs | 270500 | 0000 | IDR | General | 0 | 0 | Material | N | N | N | ""
3231 | 2000942 | Urugan Tanah Kembali | Landfilling Back |  | 0 | m3 | 30000 | "" | IDR | "" | 75000 | 0 | IT | N | Y | N
1181 | 1001060 | Tanah Urug | Filled Land |  | 0 | m3 | 100000 | "" | IDR | "" | 120000 | 0 | Material | N | Y | N | Bangka
6652 | 61000855 | Tambang Nylon 16 mm | 16mm Nylon Mine | 2012-06-18 18:05:44 | 0 | Mtr | 13837.84 | 00 | IDR | N_Brand | 6000 | 0 | Material | N | Y | N | ""
3403 | 2001017 | Pemadatan | Compaction |  | 0 | m2 | 45000 | "" | IDR | "" | 0 | 0 | IT | N | Y | N
3281 | 2000976 | Kran Air | Water faucet |  | 0 | ea | 120000 | "" | IDR | "" | 0 | 0 | IT | N | Y | N
3287 | 1002324 | Kran Air | Water faucet |  | 0 | ea | 37000 | "" | IDR | "" | 24000 | 0 | Material | N | Y | N | ""
1439 | 1001218 | Kawat bendrat | Bendrat wire |  | 0 | Kg | 15000 | "" | IDR | "" | 16000 | 0 | Material | N | Y | N
3545 | 2001121 | Install pagar BRC | Install BRC fence |  | 0 | m | 180000 | "" | IDR | "" | 32680 | 0 | IT | N | Y | N
7662 | 31001536 | Cooper Grounding rod 7/8 Inchi | Cooper Grounding rod 7/8 Inch | 2013-07-31 12:42:17 | 0 | Pcs | 1200000 | GL | IDR | GENERAL | 250000 | 0 | Material | N | Y | N
5370 | 1003558 | Closet | Closet |  | 0 | PCS | 700000 | "" | IDR | "" | 160000 | 0 | Material | N | Y | N | ""
1688 | 1001410 | Cable Tray - Outside Riser W150 | Cable Tray - Outside Riser W150 |  | 0 | ea | 155000 | "" | IDR | "" | 65430 | 0 | Material | N | Y | N
1687 | 1001409 | Cable Tray - Inside Riser W150 | Cable Tray - Inside Riser W150 |  | 0 | ea | 168468 | "" | IDR | "" | 65430 | 0 | Material | N | Y | N
5885 | 31000077 | 21. Cadweld (misiu) | 21. Cadweld (mushroom) | 2012-03-13 18:58:03 | 0 | PCS | 80000 | N | IDR | N_Brand | 47500 | 0 | Material | N | Y | N | ""

## Without Duplicate
ID | Product Code | Product Name | Product Name (English) | Date | Bulk Purchase Price | UOM | Purchase Price | Brand Code | Value Code | Brand Master | Average Price | Exchange Rate | Item Type | Piece Meal Status | Is Old | Invalid Stock Flag | Remarks
10873 | 313339-0000 | 110 V DC distribution board complete with MCB for HV equipment | 110 V DC distribution board complete with MCB for HV equipment | 2017-08-04 11:15:01 | 0 | Set | 50000000 | 0000 | IDR | General | 0 | 0 | Material | N | N | N | ""
9763 | 323094-0000; 313150-0000 | 110 VDC BATTERY SUITABLE FOR SUPPLYING VDC LOAD INCLUDING 20 KV CUBICLE FOR 8 HOURS DISCHARGE INCLUDING VOLTAGE DROPPER. (MINIMUM CAPACITY IS 250 AH 110 VDC) BATTERY CHARGER MIN 100 A FOR 110 VDC BATTERY COMPLETE WITH PANEL | 110 VDC BATTERY SUITABLE FOR SUPPLYING VDC LOAD INCLUDING 20 KV CUBICLE FOR 8 HOURS DISCHARGE INCLUDING VOLTAGE DROPPER. (MINIMUM CAPACITY IS 250 AH 110 VDC) BATTERY CHARGER MIN 100 A FOR 110 VDC BATTERY COMPLETE WITH PANEL | 2015-02-03 14:16:50 | 0 | Set | 1785000 | 0000 | IDR | General | 0 | 12502 | Material | N | N | N | ""
9764 | 323095-0000; 313151-0000 | 110 VDC SWITCH FUSE DISTRIBUTION BOARD SUITABLE FOR 110 VDC BATTERY SET, HV EQUIPMENT, MV SWITCHGEARS, ETC. TO COMPLETE THE SPECIFIED SCOPE OF WORK, INCLUDING NECESSARY SPARE MCB. | 110 VDC SWITCH FUSE DISTRIBUTION BOARD SUITABLE FOR 110 VDC BATTERY SET, HV EQUIPMENT, MV SWITCHGEARS, ETC. TO COMPLETE THE SPECIFIED SCOPE OF WORK, INCLUDING NECESSARY SPARE MCB. | 2015-02-03 14:17:57 | 0 | Set | 1785000 | 0000 | IDR | General | 0 | 12502 | Material | N | N | N | ""
10881 | 313347-0000; 313348-0000 | 110V DC battery, 625Ah, 86 cells, 8 hours Autonomy | 110V DC battery, 625Ah, 86 cells, 8 hours Autonomy | 2017-08-04 11:20:28 | 0 | Set | 0 | 0000 |  | General | 0 | 0 | Material | N | N | N | ""
10880 | 313346-0000 | 110V DC Charger-200A plus dioda dropper | 110V DC Charger-200A plus dropper diode | 2017-08-04 11:19:35 | 0 | Set | 293103719 | 0000 | IDR | General | 0 | 0 | Material | N | N | N | ""
10878 | 313344-0000 | 110V DC FUSE BOX | 110V DC FUSE BOX | 2017-08-04 11:18:35 | 0 | Set | 20005492 | 0000 | IDR | General | 0 | 0 | Material | N | N | N | ""
9638 | 313121-0000 | 1250 A 31.5 kA Line Trap, 1 mH | 1250 A 31.5 kA Line Trap, 1 mH | 2017-09-11 18:06:09 | 0 | Set | 6825 | 0000 | USD | General | 0 | 12502 | Material | N | N | N | ""
9733 | 323064-0000 | 1250 A 31.5 kA Line Trap, 1 mH to be installed in CVT | 1250 A 31.5 kA Line Trap, 1 mH to be installed in CVT | 2015-02-03 09:55:02 | 0 | Set | 6167600 | 0000 | IDR | General | 0 | 12502 | Material | N | N | N | ""
11921 | 211391-0000 | 1-3/4 Carbide Bits | 1-3/4 Carbide Bits | 2021-10-13 16:08:46 | 0 | Pcs | 46.18 | 0000 | USD | General | 0 | 0 | Material | N | N | N | ""
9634 | 313117-0000 | 150 kV 3 Phase Disconnecting Switch motor operated, 31.5 kA 2000 A with Earthing switch for line bay | 150 kV 3 Phase Disconnecting Switch motor operated, 31.5 kA 2000 A with Earthing switch for line bay | 2015-03-13 14:09:41 | 0 | Set | 103747220 | 0000 | IDR | General | 7790 | 12502 | Material | N | N | N | ""
9729 | 323060-0000 | 150 kV 3 Phase Disconnecting Switch motor operated, 31.5 kA 2000 A with Earthing switch, complete with clamps and supporting structure for line bay | 150 kV 3 Phase Disconnecting Switch motor operated, 31.5 kA 2000 A with Earthing switch, complete with clamps and supporting structure for line bay | 2015-02-03 09:48:48 | 0 | Set | 7192585 | 0000 | IDR | General | 0 | 12502 | Material | N | N | N | ""
9643 | 313126-0000 | 150 kV 3 Phase Disconnecting Switch motor operated, 31.5 kA 2000 A without Earthing switch for IBT bay | 150 kV 3 Phase Disconnecting Switch motor operated, 31.5 kA 2000 A without Earthing switch for IBT bay | 2015-03-13 14:17:31 | 0 | Set | 84302940 | 0000 | IDR | General | 6330 | 12502 | Material | N | N | N | ""
9633 | 313116-0000 | 150 kV 3 Phase Disconnecting Switch motor operated, 31.5 kA 2000 A without Earthing switch for line bay | 150 kV 3 Phase Disconnecting Switch motor operated, 31.5 kA 2000 A without Earthing switch for line bay | 2015-03-13 14:10:29 | 0 | Set | 84302940 | 0000 | IDR | General | 6330 | 12502 | Material | N | N | N | ""
9728 | 323059-0000 | 150 kV 3 Phase Disconnecting Switch motor operated, 31.5 kA 2000 A without Earthing switch, complete with clamps and supporting structure for line bay | 150 kV 3 Phase Disconnecting Switch motor operated, 31.5 kA 2000 A without Earthing switch, complete with clamps and supporting structure for line bay | 2015-02-03 15:12:59 | 0 | Set | 1400 | 0000 | IDR | General | 0 | 12502 | Material | N | N | N | ""
9648 | 313131-0000 | 150 kV 3 Phase Disconnecting Switch motor operated, 31.5 kA 3150 A without Earthing switch for Bus Coupler bay | 150 kV 3 Phase Disconnecting Switch motor operated, 31.5 kA 3150 A without Earthing switch for Bus Coupler bay | 2015-10-08 08:53:52 | 0 | Set | 92826460 | 0000 | IDR | General | 6970 | 12502 | Material | N | N | N | ""
9649 | 313132-0000 | 150 kV 3 Phase SF6 Circuit Breaker 40 kA 3150 A, complete with clamps and supporting structure for Bus Coupler bay | 150 kV 3 Phase SF6 Circuit Breaker 40 kA 3150 A, complete with clamps and supporting structure for Bus Coupler bay | 2015-02-02 17:22:42 | 0 | Set | 292330100 | 0000 | IDR | General | 21950 | 12502 | Material | N | N | N | ""
9644 | 313127-0000 | 150 kV 3 Phase SF6 Circuit Breaker 40 kA 3150 A, complete with clamps and supporting structure for IBT bay | 150 kV 3 Phase SF6 Circuit Breaker 40 kA 3150 A, complete with clamps and supporting structure for IBT bay | 2015-02-02 17:07:39 | 0 | Set | 292330100 | 0000 | IDR | General | 21950 | 12502 | Material | N | N | N | ""
9730 | 323061-0000; 313118-0000 | 150 kV 3 Phase SF6 Circuit Breaker 40 kA 3150 A, complete with clamps and supporting structure for line bay | 150 kV 3 Phase SF6 Circuit Breaker 40 kA 3150 A, complete with clamps and supporting structure for line bay | 2015-02-03 09:49:50 | 0 | Set | 8758690 | 0000 | IDR | General | 0 | 12502 | Material | N | N | N | ""
9732 | 323063-0000; 323079-0000 | 150 kV Capacitor Voltage Transformer with 2 secondary winding, ratio 150000V.V3 / 100V.V3 / 100V.V3, Burden 100 VA Cl 0.2, 150 VA CL 3P, min. capacitance 10000 PF complete with clamps, supporting structure | 150 kV Capacitor Voltage Transformer with 2 secondary winding, ratio 150000V.V3 / 100V.V3 / 100V.V3, Burden 100 VA Cl 0.2, 150 VA CL 3P, min. capacitance 10000 PF complete with clamps, supporting structure | 2015-02-03 09:54:07 | 0 | Unit | 1400 | 0000 | IDR | General | 0 | 12502 | Material | N | N | N | ""
9653 | 313136-0000 | 150 kV Capacitor Voltage Transformer with 2 secondary winding, ratio 150000V.V3 / 100V.V3 / 100V.V3, Burden 15 VA CL 3P, 15 VA CL 0.2, min. capacitance 10000 PF | 150 kV Capacitor Voltage Transformer with 2 secondary winding, ratio 150000V.V3 / 100V.V3 / 100V.V3, Burden 15 VA CL 3P, 15 VA CL 0.2, min. capacitance 10000 PF | 2016-06-23 11:45:09 | 0 | Unit | 1400000 | 0000 | IDR | General | 0 | 12502 | Material | N | N | N | ""
9637 | 313120-0000 | 150 kV Capacitor Voltage Transformer with 2 secondary winding, ratio 150000V-V3 - 100V,V3 - 100V,V3, Burden 15 VA CL 3P, 15 VA CL 0,2, min capacitance 5000 PF | 150 kV Capacitor Voltage Transformer with 2 secondary winding, ratio 150000V-V3 - 100V,V3 - 100V,V3, Burden 15 VA CL 3P, 15 VA CL 0.2, min capacitance 5000 PF | 2017-09-25 10:53:10 | 0 | Unit | 14500000 | 0000 | IDR | General | 0 | 12502 | Material | N | N | N | ""
9651 | 313134-0000 | 150 kV Current transformer for Bus-Coupler bay complete with clamps and supporting structure comprising,Core 1, 1000-2000-1 A, Class 5P20 Class 0,2 for over current protection, Earth fault protection, instrument Core 2 1000-2000/1A, Class PX for main busbar | 150 kV Current transformer for Bus-Coupler bay complete with clamps and supporting structure consisting, Core 1, 1000-2000-1 A, Class 5P20 Class 0.2 for over current protection, Earth fault protection, instrument Core 2 1000-2000/1A, Class PX for main busbar | 2017-09-25 10:57:25 | 0 | Unit | 2820 | 0000 | USD | General | 0 | 12502 | Material | N | N | N | ""
9650 | 313133-0000 | 150 kV Current Transformer for Bus-Coupler Bay comprising,Core 1, 1000-2000-1 A, Class PX for Main Busbar Protection | 150 kV Current Transformer for Bus-Coupler Bay consisting, Core 1, 1000-2000-1 A, Class PX for Main Busbar Protection | 2017-09-25 10:56:37 | 0 | Unit | 2820 | 0000 | USD | General | 0 | 12502 | Material | N | N | N | ""
9645 | 313128-0000 | 150 kV Current transformer for IBT bay comprising,Core 1, 600-1200-1 A, Class PX for differential protection Core 2, 600-1200/1A, 30 VA Class 5P20 Class 0,2 for over current pro | 150 kV Current transformer for IBT bay consisting, Core 1, 600-1200-1 A, Class PX for differential protection Core 2, 600-1200/1A, 30 VA Class 5P20 Class 0.2 for over current pro | 2017-09-25 10:56:00 | 0 | Unit | 4120 | 0000 | USD | General | 0 | 12502 | Material | N | N | N | ""
9636 | 313119-0000 | 150 kV Current transformer for line bay complete with clamps and supporting structure comprising Core 1, 600-1200-1 A, Class PX for distance protection Core 2, 600-1200-1A, 30 VA Class 5P20 Class 0,2 for over current protection, earth fault protection, instrument and metering devices core 3, 1000-2000-1 a, class px for check bus zone protection core 4, 1000-2000-1 a, class px for main bus zone protection core 5, 600-1200/1 a, 0,2s for bidding meter | 150 kV Current transformer for line bay complete with clamps and supporting structure consisting of Core 1, 600-1200-1 A, Class PX for distance protection Core 2, 600-1200-1A, 30 VA Class 5P20 Class 0.2 for over current protection, earth fault protection, instrument and metering devices core 3, 1000-2000-1 a, class px for check bus zone protection core 4, 1000-2000-1 a, class px for main bus zone protection core 5, 600-1200/1 a, 0.2s for bidding meter | 2017-09-25 10:54:54 | 0 | Unit | 106803900 | 0000 | IDR | General | 0 | 12502 | Material | N | N | N | ""
9731 | 323062-0000 | 150 kV Current transformer for line bay complete with clamps and supporting structure comprising,Core 1, 600-1200/1 A, Class PX for distance protection. Core 2, 600-1200/1A, 30 VA Class 5P20 Class 0.2 for over current protect | 150 kV Current transformer for line bay complete with clamps and supporting structure consisting, Core 1, 600-1200/1 A, Class PX for distance protection. Core 2, 600-1200/1A, 30 VA Class 5P20 Class 0.2 for over current protection | 2015-02-03 09:52:28 | 0 | Unit | 1400 | 0000 | IDR | General | 0 | 12502 | Material | N | N | N | ""
9796 | 313169-0000; 323112-0000 | 150 kV double suspension string insulator set with fitting | 150 kV double suspension string insulator set with fittings | 2015-02-10 10:56:38 | 0 | Set | 2963956 | 0000 | IDR | General | 0 | 12502 | Material | N | N | N | ""
11043 | 313392-0000 | 150 Kv Double Suspension string set for 2XTAL 660 Sqmm, 120 Kn without insulator, with turnbuckle, envelope type, fixing bolt M20-60mm | 150 Kv Double Suspension string set for 2XTAL 660 Sqmm, 120 Kn without insulator, with turnbuckle, envelope type, fixing bolt M20-60mm | 2018-03-01 17:08:43 | 0 | Set | 138.38 | 0000 | USD | General | 0 | 13648 | Material | N | N | N | ""
11044 | 313393-0000 | 150 Kv Double Suspension string set for TAL 850 Sqmm, 120 Kn without insulator, with turnbuckle, envelope type, fixing bolt M20-60mm | 150 Kv Double Suspension string set for TAL 850 Sqmm, 120 Kn without insulator, with turnbuckle, envelope type, fixing bolt M20-60mm | 2018-03-01 17:11:52 | 0 | Set | 0 | 0000 |  | General | 0 | 13648 | Material | N | N | N | ""
9626 | 313109-0000 | 150 kV double tension string insulator set with fitting | 150 kV double tension string insulator set with fittings | 2015-02-02 15:35:23 | 0 | Set | 0 | 0000 | IDR | General | 0 | 12502 | Material | N | N | N | ""
9734 | 323065-0000 | 150 kV Lightning Arrester, 20 kA, complete with clamp, supporting structure and surge counter | 150 kV Lightning Arrester, 20 kA, complete with clamp, supporting structure and surge counter | 2015-02-03 09:56:03 | 0 | Unit | 1400 | 0000 | IDR | General | 0 | 12502 | Material | N | N | N | ""
9639 | 313122-0000 | 150 kV Lightning Arrester, 20 kA, complete with surge counter | 150 kV Lightning Arrester, 20 kA, complete with surge counter | 2015-03-13 14:15:23 | 0 | Unit | 14311.14 | 0000 | CNY | General | 0 | 12502 | Material | N | N | N | ""
10744 | 323181-0000 | 150 kV NCT Installed on top the Transformer Tank as per-TPG. | 150 kV NCT Installed on top of the Transformer Tank as per-TPG. | 2017-08-03 19:02:59 | 0 | Set | 85000000 | 0000 | IDR | General | 0 | 0 | Material | N | N | N | ""
11059 | 313403-0000 | 150 kV single phase cable sealing end complete | 150 kV single phase cable end sealing complete | 2018-03-16 10:32:17 | 0 | Set | 0 | 0000 |  | General | 0 | 0 | Material | N | N | N | ""
11058 | 313402-0000 | 150 kV Single phase XLPE Power Cable CU 3 x 2 x 1000 mm2/ph complete | 150 kV Single phase XLPE Power Cable CU 3 x 2 x 1000 mm2/ph complete | 2018-03-16 10:31:16 | 0 | Mtr | 0 | 0000 |  | General | 0 | 0 | Material | N | N | N | ""
9632 | 313115-0000 | 150 kV single suspension string insulator set with fitting | 150 kV single suspension string insulator set with fittings | 2015-02-02 16:08:33 | 0 | Unit | 2658201 | 0000 | IDR | General | 0 | 12502 | Material | N | N | N | ""
9727 | 323058-0000 | 150 kV single suspension string insulator set with fitting | 150 kV single suspension string insulator set with fittings | 2015-02-03 09:44:11 | 0 | Set | 645000 | 0000 | IDR | General | 0 | 12502 | Material | N | N | N | ""
10045 | 313190-0000 | 150 kV single suspension string set for TAL 850 sqm, 120 kN | 150 kV single suspension string set for TAL 850 sqm, 120 kN | 2015-11-19 11:04:03 | 0 | Set | 45.5 | 0000 | USD | General | 0 | 13648 | Material | N | N | N | ""
9631 | 313114-0000; 323057-0000 | 150 kV single tension string insulator set with fitting | 150 kV single tension string insulator set with fittings | 2015-02-02 16:07:40 | 0 | Set | 2350530 | 0000 | IDR | General | 0 | 12502 | Material | N | N | N | ""
9661 | 313144-0000 | 150/70kV, 60 MVA 3-Phase Pawer Transformer include Remote Control Panel (RCP) complete with accessories and supporting structure for mounting 150 kV and 70 kV NCT | 150/70kV, 60 MVA 3-Phase Pawer Transformer include Remote Control Panel (RCP) complete with accessories and supporting structure for mounting 150 kV and 70 kV NCT | 2015-02-02 17:50:31 | 0 | Unit | 9999999999.99 | 0000 | IDR | General | 9999999999.99 | 12502 | Material | N | N | N | ""
10844 | 111464-0000 | 150kV CVT Steel Support | 150kV CVT Steel Support | 2017-08-04 10:39:49 | 0 | Set | 0 | 0000 |  | General | 0 | 0 | Material | N | N | N | ""
10987 | 313376-0000 | 150kV Double tension string set for 2xTAL 660SQmm, 120kN without insulator, with turnbuckle, compression type, Fixing bolt U-bolt M20-60mm | 150kV Double tension string set for 2xTAL 660SQmm, 120kN without insulator, with turnbuckle, compression type, Fixing bolt U-bolt M20-60mm | 2017-09-25 10:50:54 | 0 | Set | 4170360 | 0000 | IDR | General | 0 | 13226 | Material | N | N | N | ""
12807 | 313806-0000 | 150kV Double tension string set for 2xTAL 660SQmm, 120kN without insulator, without turnbuckle, compression type, span 200, Fixing bolt U-bolt M20-60mm | 150kV Double tension string set for 2xTAL 660SQmm, 120kN without insulator, without turnbuckle, compression type, span 200, Fixing bolt U-bolt M20-60mm | 2025-12-04 20:46:02 | 0 | Set | 3935760 | 0000 | IDR | General | 0 | 0 | Material | N | N | N | ""
12804 | 313803-0000 | 150kV Double tension string set for 2xTAL 850SQmm, 120kN without insulator, with turnbuckle, compression type, Fixing bolt U-bolt M20-60mm | 150kV Double tension string set for 2xTAL 850SQmm, 120kN without insulator, with turnbuckle, compression type, Fixing bolt U-bolt M20-60mm | 2025-12-04 20:44:16 | 0 | Set | 4219120 | 0000 | IDR | General | 0 | 0 | Material | N | N | N | ""
12805 | 313804-0000 | 150kV Double tension string set for 2xTAL 850SQmm, 120kN without insulator, without turnbuckle, compression type, Fixing bolt U-bolt M20-60mm | 150kV Double tension string set for 2xTAL 850SQmm, 120kN without insulator, without turnbuckle, compression type, Fixing bolt U-bolt M20-60mm | 2025-12-04 20:44:47 | 0 | Set | 3990960 | 0000 | IDR | General | 0 | 0 | Material | N | N | N | ""
12649 | 313749-0000 | 150kV Double tension string set for TAL 850SQmm, 120kN without insulator, with turnbuckle, compression type | 150kV Double tension string set for TAL 850SQmm, 120kN without insulator, with turnbuckle, compression type | 2025-06-12 11:25:59 | 0 | Set | 3360947 | 0000 | IDR | General | 0 | 0 | Material | N | N | N | ""
12340 | 313620-0000 | 150kV Double tension string set for TAL 850SQmm, 120kN without insulator, without turnbuckle, compression type | 150kV Double tension string set for TAL 850SQmm, 120kN without insulator, without turnbuckle, compression type | 2024-04-27 19:29:51 | 0 | Set | 2806739 | 0000 | IDR | General | 0 | 0 | Material | N | N | N | ""
10715 | 323165-0000 | 150kV Post Insulator as per-TPG. | 150kV Post Insulator as per-TPG. | 2017-08-03 18:26:16 | 0 | Set | 7800000 | 0000 | IDR | General | 0 | 0 | Material | N | N | N | ""
10836 | 313310-0000 | 150kV Single phase Capacitor Voltage Transformer | 150kV Single phase Capacitor Voltage Transformer | 2017-08-04 10:25:55 | 0 | Pcs | 5200 | 0000 | EUR | General | 0 | 0 | Material | N | N | N | ""
10713 | 323163-0000 | 150kV Single phase Current Transformer comprising, complete w/ | 150kV Single phase Current Transformer consisting, complete w/ | 2017-08-03 18:23:23 | 0 | Set | 0 | 0000 |  | General | 0 | 0 | Material | N | N | N | ""
12851 | 313846-0000 | 150kV Single Suspension String Set for 2xTAL 850 sqmm, 120kN without insulator, Press Type | 150kV Single Suspension String Set for 2xTAL 850 sqmm, 120kN without insulator, Press Type | 2025-12-22 18:48:35 | 0 | Set | 3343280 | 0000 | IDR | General | 0 | 0 | Material | N | N | N | ""
11284 | 211234-0000 | 150kV Single suspension string set for 1xAAAC 300Qmm, 120kN, without insulator, envelope type (U-bolt type, M20x90mm) | 150kV Single suspension string set for 1xAAAC 300Qmm, 120kN, without insulator, envelope type (U-bolt type, M20x90mm) | 2019-02-11 14:50:21 | 0 | Set | 61484 | 0000 | KRW | General | 0 | 14049 | Material | N | N | N | ""
11283 | 211233-0000 | 150kV Single suspension string set for 1xAAAC 630Qmm, 120kN, w/o insulator, envelope type (U-bolt type, M20x90mm) | 150kV Single suspension string set for 1xAAAC 630Qmm, 120kN, w/o insulator, envelope type (U-bolt type, M20x90mm) | 2019-02-11 14:49:13 | 0 | Set | 73588 | 0000 | KRW | General | 0 | 14049 | Material | N | N | N | ""
12809 | 313808-0000 | 150kV Single suspension string set for 1xTAL 660SQmm, 120kN without insulator, Press type, Arching horn, CDE Compression, Direct | 150kV Single suspension string set for 1xTAL 660SQmm, 120kN without insulator, Press type, Arching horn, CDE Compression, Direct | 2025-12-04 20:46:59 | 0 | Set | 2024908 | 0000 | IDR | General | 0 | 0 | Material | N | N | N | ""
12839 | 313837-0000 | 150kV Single Suspension string set for 1xTAL 660SQmm, 120kN without insulator, without turnbuckle, compression type | 150kV Single Suspension string set for 1xTAL 660SQmm, 120kN without insulator, without turnbuckle, compression type | 2025-12-07 12:56:44 | 0 | Set | 0 | 0000 |  | General | 0 | 0 | Material | N | N | N | ""
12678 | 313755-0000 | 150kV Single Suspension String Set for 1xTAL 850 sqmm, 120kN without insulator, strain clamp type | 150kV Single Suspension String Set for 1xTAL 850 sqmm, 120kN without insulator, strain clamp type | 2025-07-08 13:04:29 | 0 | Set | 1859388 | 0000 | IDR | General | 0 | 0 | Material | N | N | N | ""
11300 | 313448-0000 | 150kV Single suspension string set for 2xAAAC 630Qmm, 120kN, w/o insulator, envelope type | 150kV Single suspension string set for 2xAAAC 630Qmm, 120kN, w/o insulator, envelope type | 2019-02-12 18:42:07 | 0 | Set | 2103500 | 0000 | IDR | General | 0 | 14049 | Material | N | N | N | ""
11382 | 313475-0000 | 150kV Single suspension string set for 2xAAAC 630Qmm, 120kN, w/o insulator, envelope type (U-bolt type, M20x90mm) | 150kV Single suspension string set for 2xAAAC 630Qmm, 120kN, w/o insulator, envelope type (U-bolt type, M20x90mm) | 2019-04-30 17:44:47 | 0 | Pcs | 2220413 | 0000 | IDR | General | 0 | 1237 | Material | N | N | N | ""
11282 | 211232-0000 | 150kV Single suspension string set for 2xAAC Lupine 1267SQmm, 120kN, w/o insulator, envelope type (U-bolt type, M20x90mm) | 150kV Single suspension string set for 2xAAC Lupine 1267SQmm, 120kN, w/o insulator, envelope type (U-bolt type, M20x90mm) | 2019-02-11 14:35:59 | 0 | Set | 153306 | 0000 | KRW | General | 0 | 14049 | Material | N | N | N | ""
12806 | 313805-0000 | 150kV Single Suspension string set for 2xTAL 660SQmm, 120kN without insulator, Bolted type, span 200, arching horn | 150kV Single Suspension string set for 2xTAL 660SQmm, 120kN without insulator, Bolted type, span 200, arching horn | 2025-12-04 20:45:27 | 0 | Set | 0 | 0000 |  | General | 0 | 0 | Material | N | N | N | ""
10986 | 313375-0000 | 150kV Single suspension string set for 2xTAL 660SQmm, 120kN without insulator, envelope type, Fixing bolt U-bolt M20-60mm | 150kV Single suspension string set for 2xTAL 660SQmm, 120kN without insulator, envelope type, Fixing bolt U-bolt M20-60mm | 2017-09-26 11:55:36 | 0 | Set | 100.63 | 0000 | USD | General | 0 | 13226 | Material | N | N | N | ""
12810 | 313809-0000 | 150kV Single suspension string set for 2xTAL 660SQmm, 120kN without insulator, Press type, Arching horn, CDE Compression, Direct, span 200 | 150kV Single suspension string set for 2xTAL 660SQmm, 120kN without insulator, Press type, Arching horn, CDE Compression, Direct, span 200 | 2025-12-04 20:47:29 | 0 | Set | 3287160 | 0000 | IDR | General | 0 | 0 | Material | N | N | N | ""
12837 | 313835-0000 | 150kV Single Suspension string set for 2xTAL 850SQmm, 120kN without insulator, Bolted type, span 200, arching horn | 150kV Single Suspension string set for 2xTAL 850SQmm, 120kN without insulator, Bolted type, span 200, arching horn | 2025-12-07 12:45:39 | 0 | Set | 2697440 | 0000 | IDR | General | 0 | 0 | Material | N | N | N | ""
12848 | 313844-0000 | 150kV Single Suspension string set for TAL 1x850SQmm, 120kN without insulator, envelope type | 150kV Single Suspension string set for TAL 1x850SQmm, 120kN without insulator, envelope type | 2025-12-11 19:43:16 | 0 | Set | 0 | 0000 |  | General | 0 | 0 | Material | N | N | N | ""
10984 | 313373-0000 | 150kV Single suspension string set for TAL 850SQmm, 120kN without insulator, envelope type, Fixing bolt U-bolt M20-60mm | 150kV Single suspension string set for TAL 850SQmm, 120kN without insulator, envelope type, Fixing bolt U-bolt M20-60mm | 2017-09-26 11:54:16 | 0 | Set | 2086039 | 0000 | IDR | General | 0 | 13226 | Material | N | N | N | ""
11280 | 211230-0000 | 150kV Single tansion string set for 1xAAAC 300SQmm, 120kN, w/o insulator, w/ turnbuckle, compression type (U-bolt type, M20x90mm) | 150kV Single tansion string set for 1xAAAC 300SQmm, 120kN, w/o insulator, w/ turnbuckle, compression type (U-bolt type, M20x90mm) | 2019-02-11 14:46:26 | 0 | Set | 142171 | 0000 | KRW | General | 0 | 0 | Material | N | N | N | ""
11281 | 211231-0000 | 150kV Single tansion string set for 1xAAAC 300SQmm, 120kN, w/o insulator, without turnbuckle, compression type (U-bolt type, M20x90mm) | 150kV Single tansion string set for 1xAAAC 300SQmm, 120kN, w/o insulator, without turnbuckle, compression type (U-bolt type, M20x90mm) | 2019-02-11 14:47:50 | 0 | Set | 128455 | 0000 | KRW | General | 0 | 0 | Material | N | N | N | ""
11278 | 211228-0000 | 150kV Single tansion string set for 1xAAAC 630SQmm, 120kN, w/o insulator, w/ turnbuckle, compression type (U-bolt type, M20x90mm) | 150kV Single tansion string set for 1xAAAC 630SQmm, 120kN, w/o insulator, w/ turnbuckle, compression type (U-bolt type, M20x90mm) | 2019-02-11 14:45:19 | 0 | Set | 130230 | 0000 | KRW | General | 0 | 0 | Material | N | N | N | ""
11279 | 211229-0000 | 150kV Single tansion string set for 1xAAAC 630SQmm, 120kN, w/o insulator, without turnbuckle, compression type (U-bolt type, M20x90mm) | 150kV Single tansion string set for 1xAAAC 630SQmm, 120kN, w/o insulator, without turnbuckle, compression type (U-bolt type, M20x90mm) | 2019-02-11 14:45:50 | 0 | Set | 116512 | 0000 | KRW | General | 0 | 0 | Material | N | N | N | ""
11299 | 313447-0000 | 150kV Single tansion string set for 2xAAAC 630SQmm, 120kN, w/o insulator, w/o turnbuckle, compression type | 150kV Single tansion string set for 2xAAAC 630SQmm, 120kN, w/o insulator, w/o turnbuckle, compression type | 2019-02-12 18:40:27 | 0 | Set | 191.5 | 0000 | USD | General | 0 | 14049 | Material | N | N | N | ""
11276 | 211226-0000 | 150kV Single tansion string set for 2xAAC Lupine 1267SQmm, 120kN, w/o insulator, w/ turnbuckle, compression type (U-bolt type, M20x90mm) | 150kV Single tansion string set for 2xAAC Lupine 1267SQmm, 120kN, w/o insulator, w/ turnbuckle, compression type (U-bolt type, M20x90mm) | 2019-02-11 14:40:16 | 0 | Set | 341953 | 0000 | KRW | General | 0 | 0 | Material | N | N | N | ""
11277 | 211227-0000 | 150kV Single tansion string set for 2xAAC Lupine 1267SQmm, 120kN, w/o insulator, without turnbuckle, compression type (U-bolt type, M20x90mm) | 150kV Single tansion string set for 2xAAC Lupine 1267SQmm, 120kN, w/o insulator, without turnbuckle, compression type (U-bolt type, M20x90mm) | 2019-02-11 14:40:37 | 0 | Set | 314520 | 0000 | KRW | General | 0 | 0 | Material | N | N | N | ""
12841 | 313839-0000 | 150kV Single tension string set for 1xTAL 660SQmm, 120kN without insulator, with turnbuckle, compression type | 150kV Single tension string set for 1xTAL 660SQmm, 120kN without insulator, with turnbuckle, compression type | 2025-12-07 14:04:59 | 0 | Set | 2459405 | 0000 | IDR | General | 0 | 0 | Material | N | N | N | ""
12838 | 313836-0000 | 150kV Single tension string set for 1xTAL 660SQmm, 120kN without insulator, without turnbuckle, compression type | 150kV Single tension string set for 1xTAL 660SQmm, 120kN without insulator, without turnbuckle, compression type | 2025-12-07 12:53:52 | 0 | Set | 1789408 | 0000 | IDR | General | 0 | 0 | Material | N | N | N | ""
11381 | 313474-0000 | 150kV Single tension string set for 2xAAAC 630SQmm, 120kN, w/o insulator, w/o turnbuckle, compression type (U-bolt type, M20x90mm) | 150kV Single tension string set for 2xAAAC 630SQmm, 120kN, w/o insulator, w/o turnbuckle, compression type (U-bolt type, M20x90mm) | 2019-04-30 17:43:17 | 0 | Pcs | 219308 | 0000 | KRW | General | 0 | 1237 | Material | N | N | N | ""
10983 | 313372-0000 | 150kV Single tension string set for 2xTAL 660SQmm, 120kN without insulator, with turnbuckle, compression type, Fixing bolt, U-bolt M20-60mm | 150kV Single tension string set for 2xTAL 660SQmm, 120kN without insulator, with turnbuckle, compression type, Fixing bolt, U-bolt M20-60mm | 2017-09-26 11:53:50 | 0 | Set | 196.38 | 0000 | USD | General | 0 | 13226 | Material | N | N | N | ""
12808 | 313807-0000 | 150kV Single tension string set for 2xTAL 660SQmm, 120kN without insulator, without turnbuckle, compression type, Fixing bolt, U-bolt M20-60mm | 150kV Single tension string set for 2xTAL 660SQmm, 120kN without insulator, without turnbuckle, compression type, Fixing bolt, U-bolt M20-60mm | 2025-12-04 20:46:31 | 0 | Set | 0 | 0000 |  | General | 0 | 0 | Material | N | N | N | ""
12650 | 313750-0000 | 150kV Single tension string set for TAL 1x850 sqmm, 120kN without insulator, with turnbuckle, compression type | 150kV Single tension string set for TAL 1x850 sqmm, 120kN without insulator, with turnbuckle, compression type | 2025-06-12 11:31:28 | 0 | Set | 2468705 | 0000 | IDR | General | 0 | 0 | Material | N | N | N | ""
10985 | 313374-0000 | 150kV Single tension string set for TAL 850SQmm, 120kN without insulator, without turnbuckle, compression type, Fixing bolt U-bolt M20-60mm | 150kV Single tension string set for TAL 850SQmm, 120kN without insulator, without turnbuckle, compression type, Fixing bolt U-bolt M20-60mm | 2017-09-26 11:54:43 | 0 | Set | 2067021 | 0000 | IDR | General | 0 | 13226 | Material | N | N | N | ""
11259 | 211209-0000 | 1645deg. terminal connector for 1xAAAC 300SQmm to 8-D 14.0 holes flat | 1645deg. terminal connector for 1xAAAC 300SQmm to 8-D 14.0 holes flat | 2019-02-11 14:01:24 | 0 | Pcs | 94.13 | 0000 | USD | General | 0 | 14049 | Material | N | N | N | ""
10745 | 323182-0000 | 20 kV Neutral Grounding Resistor Including NCT for SEF and NCT for REF-LV. | 20 kV Neutral Grounding Resistor Including NCT for SEF and NCT for REF-LV. | 2017-08-03 19:04:09 | 0 | Set | 226500000 | 0000 | IDR | General | 0 | 0 | Material | N | N | N | ""
10852 | 313318-0000; 323172-0000 | 20/0, 4kV Auxiliary Service Transformer as per-TPG | 20/0, 4kV Auxiliary Service Transformer as per-TPG | 2017-08-04 11:00:23 | 0 | Set | 83000000 | 0000 | IDR | General | 0 | 0 | Material | N | N | N | ""
10721 | 323171-0000 | 20kV Auxiliarry Service Transformer cubicle Complete Set as per-TPG | 20kV Auxiliary Service Transformer cubicle Complete Set as per-TPG | 2017-08-03 18:33:13 | 0 | Set | 209000000 | 0000 | IDR | General | 0 | 0 | Material | N | N | N | ""
10719 | 323169-0000 | 20kV Busbar Section cubicle as per-TPG. | 20kV Busbar Section cubicle as per-TPG. | 2017-08-03 18:31:20 | 0 | Set | 318183000 | 0000 | IDR | General | 0 | 0 | Material | N | N | N | ""
10838 | 313312-0000; 323167-0000 | 20kV Busbar Voltage Transformer and Earthing switch cubicle as per-TPG. | 20kV Busbar Voltage Transformer and Earthing switch cubicle as per-TPG. | 2017-08-04 10:27:48 | 0 | Set | 209000000 | 0000 | IDR | General | 0 | 0 | Material | N | N | N | ""
10837 | 313311-0000; 323166-0000 | 20kV Incoming feeder cubicle Including CB, CT, Protection and Measurement Devices | 20kV Incoming feeder cubicle Including CB, CT, Protection and Measurement Devices | 2017-08-04 10:27:06 | 0 | Set | 409000000 | 0000 | IDR | General | 0 | 0 | Material | N | N | N | ""
10720 | 323170-0000 | 20kV Outgoing feeder cubicle Including CB, Protection and Measurement Devices | 20kV Outgoing feeder cubicle Including CB, Protection and Measurement Devices | 2017-08-03 18:32:27 | 0 | Set | 307000000 | 0000 | IDR | General | 0 | 0 | Material | N | N | N | ""
11190 | 313442-0000 | 24 kV XLPE N2XSY 185 mm2 | 24 kV XLPE N2XSY 185 mm2 | 2018-10-23 13:48:10 | 0 | Mtr | 285623 | 0000 | IDR | General | 0 | 0 | Material | N | N | N | ""
11189 | 313441-0000 | 24 kV XLPE N2XSY 400 mm2 | 24 kV XLPE N2XSY 400 mm2 | 2018-10-23 13:47:20 | 0 | Mtr | 504052 | 0000 | IDR | General | 0 | 0 | Material | N | N | N | ""
10718 | 323168-0000 | 24 kV XLPE Power cable for 20kV- Incoming TR as per-TPG | 24 kV XLPE Power cable for 20kV- Incoming TR as per-TPG | 2017-08-03 18:30:10 | 0 | Mtr | 0 | 0000 |  | General | 0 | 0 | Material | N | N | N | ""
10854 | 313320-0000 | 24 kV XLPE Power cable for incoming AST as per-TPG | 24 kV XLPE Power cable for incoming AST as per-TPG | 2017-08-04 11:01:21 | 0 | Mtr | 0 | 0000 |  | General | 0 | 0 | Material | N | N | N | ""
11942 | 611230-0000 | 4 Bundle Yoke Plate 120 kN | 4 Bundle Yoke Plate 120 kN | 2021-10-15 18:41:03 | 0 | Pcs | 1788096 | 0000 | IDR | General | 0 | 0 | Material | N | N | N | ""
9766 | 323097-0000; 313153-0000 | 400 VAC SWITCH FUSE DISTRIBUTION BOARD SUITABLE FOR 110 VDC TO SUPPLY THE CONTROL BUILDING, YARD LIGHTING AND HV EQUIPMENT, TO COMPLETE THE SPECIFIED SCOPE OF WORK, INCLUDING NECESSARY SPARE MCB. | 400 VAC SWITCH FUSE DISTRIBUTION BOARD SUITABLE FOR 110 VDC TO SUPPLY THE CONTROL BUILDING, YARD LIGHTING AND HV EQUIPMENT, TO COMPLETE THE SPECIFIED SCOPE OF WORK, INCLUDING NECESSARY SPARE MCB. | 2015-02-03 14:19:43 | 0 | Set | 0 | 0000 | IDR | General | 0 | 12502 | Material | N | N | N | ""
10762 | 323185-0000; 313336-0000 ; 313292-0000 | 400/230 VAC Distribution Board complete with MCB for HV | 400/230 VAC Distribution Board complete with MCB for HV | 2017-08-03 19:23:26 | 0 | Set | 0 | 0000 |  | General | 0 | 0 | Material | N | N | N | ""
10159 | 020001-0000 | 4100 | 4100 | 2016-02-24 16:18:33 | 0 | ea | 85000 | 0000 | IDR | General | 0 | 9100 | Material | N | N | N | ""
10980 | 313369-0000 | 45 deg terminal connector for 2xTAL 660SQmm to 4-dia 14 holes flat, cc 45,pad 100x100x20T | 45 deg terminal connector for 2xTAL 660SQmm to 4-dia 14 holes flat, cc 45, pad 100x100x20T | 2017-09-25 10:46:53 | 0 | Pcs | 770000 | 0000 | IDR | General | 0 | 13226 | Material | N | N | N | ""
10051 | 313196-0000 | 45 deg. terminal conector for CB. TAL 850 sqm to 8-dia. 14 holes flat, cc 50, pad 200x100x20T | 45 deg. terminal connector for CB. TAL 850 sqm to 8-dia. 14 holes flat, cc 50, pad 200x100x20T | 2015-11-19 11:11:46 | 0 | Pcs | 104.19 | 0000 | USD | General | 0 | 13648 | Material | N | N | N | ""
10979 | 313368-0000 | 45 degrees terminal connector for TAL 850SQmm to 8-dia 14 holes flat-cc 50-pad 200x100x15T | 45 degrees terminal connector for TAL 850SQmm to 8-dia 14 holes flat-cc 50-pad 200x100x15T | 2017-09-25 10:44:33 | 0 | Pcs | 66.06 | 0000 | USD | General | 0 | 13226 | Material | N | N | N | ""
11257 | 211207-0000 | 45deg. terminal connector for 1xAAAC 630SQmm to 8-D 14.0 holes flat | 45deg. terminal connector for 1xAAAC 630SQmm to 8-D 14.0 holes flat | 2019-02-11 13:57:34 | 0 | Pcs | 110865 | 0000 | KRW | General | 0 | 14049 | Material | N | N | N | ""
11255 | 211205-0000 | 45deg. terminal connector for 2xAAC Lupine 1267SQmm to 8-D 14.0 holes flat | 45deg. terminal connector for 2xAAC Lupine 1267SQmm to 8-D 14.0 holes flat | 2019-02-11 13:54:25 | 0 | Pcs | 142.18 | 0000 | USD | General | 0 | 14049 | Material | N | N | N | ""
9773 | 323101-0000; 313162-0000 | 48 V DC SWITCH FUSE DISTRIBUTION BOARD SUITABLE FOR 48 V DC BATTERY SET, HV EQUIPMENT OF MINIMUM 10 BAYS, MV SWITCHGEAR, ETC TO COMPLETE THE SPECIFIED SCOPE OF WORK, INCLUDING NECESSARY SPARE MCB. | 48 V DC SWITCH FUSE DISTRIBUTION BOARD SUITABLE FOR 48 V DC BATTERY SET, HV EQUIPMENT OF MINIMUM 10 BAYS, MV SWITCHGEAR, ETC TO COMPLETE THE SPECIFIED SCOPE OF WORK, INCLUDING NECESSARY SPARE MCB. | 2015-02-03 14:31:15 | 0 | Set | 2785000 | 0000 | IDR | General | 0 | 12502 | Material | N | N | N | ""
9771 | 313158-0000; 323106-0000 | 48 VDC BATTERY SUITABLE FOR SUPPLYING ALL 48 VDC FOR 8 HOURS DISCHARGE (MINIMUM CAPACITY IS 165 AH 480 VDC, SUBJECT TO CALCULATION). | 48 VDC BATTERY SUITABLE FOR SUPPLYING ALL 48 VDC FOR 8 HOURS DISCHARGE (MINIMUM CAPACITY IS 165 AH 480 VDC, SUBJECT TO CALCULATION). | 2015-02-03 14:29:19 | 0 | Set | 146000000 | 0000 | IDR | General | 0 | 12502 | Material | N | N | N | ""
10701 | 313291-0000 | 48 VDC Distribution Board complete with MCB and include necessary | 48 VDC Distribution Board complete with MCB and include necessary | 2017-08-03 17:35:35 | 0 | Set | 40000000 | 0000 | IDR | General | 0 | 0 | Material | N | N | N | ""
10876 | 313342-0000 | 48V DC battery Charger 100A plus dioda dropper. | 48V DC battery charger 100A plus dropper diode. | 2017-08-04 11:17:03 | 0 | Set | 149808567 | 0000 | IDR | General | 0 | 0 | Material | N | N | N | ""
10877 | 313343-0000 | 48V DC battery, 350Ah, 8 hours Autonomy. | 48V DC battery, 350Ah, 8 hours Autonomy. | 2017-08-04 11:17:55 | 0 | Set | 204707359 | 0000 | IDR | General | 0 | 0 | Material | N | N | N | ""
10874 | 313340-0000 | 48V DC FUSE BOX | 48V DC FUSE BOX | 2017-08-04 11:15:59 | 0 | Set | 6978660 | 0000 | IDR | General | 0 | 0 | Material | N | N | N | ""
9700 | 111330-0000 | 50 mm Asphalt hot mix | 50 mm Hot Mix Asphalt | 2015-02-02 18:47:13 | 0 | M2 | 881780.31 | 0000 | IDR | General | 0 | 12502 | Material | N | N | N | ""
9657 | 313140-0000 | 70 kV 3 Phase Disconnecting Switch motor operated, 31.5 kA 1250 A without Earthing switch for IBT bay | 70 kV 3 Phase Disconnecting Switch motor operated, 31.5 kA 1250 A without Earthing switch for IBT bay | 2015-03-13 14:24:49 | 0 | Set | 69653140 | 0000 | IDR | General | 5230 | 12502 | Material | N | N | N | ""
9658 | 313141-0000 | 70 kV 3 Phase SF6 Circuit Breaker 40 kA 2000 A, complete with clamps and supporting structure for IBT bay | 70 kV 3 Phase SF6 Circuit Breaker 40 kA 2000 A, complete with clamps and supporting structure for IBT bay | 2015-02-02 17:44:02 | 0 | Set | 198371610 | 0000 | IDR | General | 14895 | 12502 | Material | N | N | N | ""
9660 | 313143-0000 | 70 kV Capacitor Voltage Transformer with 2 secondary winding, ratio 70000V.V3 / 100V.V3 / 100V.V3, Burden 30 VA CL 3P, 30 VA CL 0.2, min. capacitance 10000 PF | 70 kV Capacitor Voltage Transformer with 2 secondary winding, ratio 70000V.V3 / 100V.V3 / 100V.V3, Burden 30 VA CL 3P, 30 VA CL 0.2, min. capacitance 10000 PF | 2016-06-23 11:43:25 | 0 | Unit | 2910 | 0000 | USD | General | 0 | 12502 | Material | N | N | N | ""
9659 | 313142-0000 | 70 kV Current transformer for IBT bay comprising, Core 1, 500-1000/1 A, Class PX for differential protection Core 2, 500-1000/1A, 30 VA Class 5P20 Class 0,2 for over current protection, earth fault protection, instrument and metering devices. Core 3, 1000-2000/1A, Class PX for check bus zone protection Core 4, 1000-2000/1A, Class PX for main bus zone protection Core 5, 500-1000/1A, Class 0,2s for bidding meter | 70 kV Current transformer for IBT bay consisting, Core 1, 500-1000/1 A, Class PX for differential protection Core 2, 500-1000/1A, 30 VA Class 5P20 Class 0.2 for over current protection, earth fault protection, instrument and metering devices. Core 3, 1000-2000/1A, Class PX for check bus zone protection Core 4, 1000-2000/1A, Class PX for main bus zone protection Core 5, 500-1000/1A, Class 0.2s for bidding meter | 2017-09-25 10:58:26 | 0 | Set | 2910 | 0000 | USD | General | 0 | 12502 | Material | N | N | N | ""
9797 | 313170-0000 | 70 kV Lightning Arrester, 10 kA, complete with and surge counter | 70 kV Lightning Arrester, 10 kA, complete with and surge counter | 2015-03-13 14:30:35 | 0 | Set | 800 | 0000 | USD | General | 0 | 12502 | Material | N | N | N | ""
9756 | 323087-0000 | 70 kV Lightning Arrester, 20 kA, complete with clamp, supporting structure and surge counter | 70 kV Lightning Arrester, 20 kA, complete with clamp, supporting structure and surge counter | 2015-02-03 14:07:51 | 0 | Set | 1400 | 0000 | IDR | General | 0 | 12502 | Material | N | Y | N | ""
9665 | 313148-0000 | 70 kV Neutral Earthing Resistor | 70 kV Neutral Earthing Resistor | 2015-02-03 17:47:21 | 0 | Set | 0 | 0000 | USD | General | 0 | 12502 | Material | N | N | N | ""
9656 | 313139-0000 | 70 kV single suspension string insulator set with fitting | 70 kV single suspension string insulator set with fittings | 2015-02-02 17:40:01 | 0 | Set | 0 | 0000 | IDR | General | 0 | 12502 | Material | N | N | N | ""
9655 | 313138-0000 | 70 kV single tension string insulator set with fitting | 70 kV single tension string insulator set with fittings | 2015-02-02 17:37:30 | 0 | Set | 0 | 0000 | IDR | General | 0 | 12502 | Material | N | N | N | ""
11261 | 211211-0000 | 90deg. terminal connector for 2xAAC Lupine 1267SQmm to 6-D 14.3 holes flat | 90deg. terminal connector for 2xAAC Lupine 1267SQmm to 6-D 14.3 holes flat | 2019-02-11 14:04:53 | 0 | Pcs | 77.92 | 0000 | USD | General | 0 | 14049 | Material | N | N | N | ""
11154 | 211147-0000 | A2C Lupine 2 x 1267 to Plate 4 - Holes Dia. 16 | A2C Lupine 2 x 1267 to Plate 4 - Holes Dia. 16 | 2018-09-25 11:13:31 | 0 | Pcs | 0 | 0000 |  | General | 0 | 0 | Material | N | N | N | ""
11155 | 211148-0000 | A3C 630 to Plate 4 - Holes Dia. 16 | A3C 630 to Plate 4 - Holes Dia. 16 | 2018-09-25 11:14:31 | 0 | Pcs | 1309000 | 0000 | IDR | General | 0 | 0 | Material | N | N | N | ""
12444 | 313657-0000 | AAC 1267 mm2 (Lupine) | AAC 1267 mm2 (Lupine) | 2024-08-29 20:01:04 | 0 | Mtr | 0 | 0000 |  | General | 0 | 0 | Material | N | N | N | ""
8267 | 323017-0000 | Abonement, power fee, BAST 1 - 3 month, 4.0 KVA | Subscription, power fee, BAST 1 - 3 months, 4.0 KVA | 2013-07-28 10:51:58 | 0 | Ls | 0 | 0000 | IDR | General | 0 | 9991 | Material | N | N | N | ""
8116 | 322001-0000 | Abonement, power fee, BAST 1 > 3 month, 2K2VA | Subscription, power fee, BAST 1 > 3 months, 2K2VA |  | 0 | Ls | 0 | 0000 |  |  | 0 | 0 |  | N | N | N
8117 | 322002-0000 | Abonement, power fee, BAST 1 > 3 month, 3K5VA | Subscription, power fee, BAST 1 > 3 months, 3K5VA |  | 0 | Ls | 0 | 0000 |  |  | 0 | 0 |  | N | N | N
8118 | 322003-0000 | Abonement, power fee, BAST 1 > 3 month, 4K4VA | Subscription, power fee, BAST 1 > 3 months, 4K4VA |  | 0 | Ls | 0 | 0000 |  |  | 0 | 0 |  | N | N | N
12453 | 313665-0000 | AC 0.5 PK | 0.5 PK AC | 2024-09-19 09:39:20 | 0 | Unit | 3200000 | 0000 | IDR | General | 0 | 0 | Material | N | N | N | ""
10847 | 313314-0000 | AC Distribution Board for Server, HMI during AC shutdown | AC Distribution Board for Server, HMI during AC shutdown | 2017-08-04 10:53:50 | 0 | Set | 0 | 0000 |  | General | 0 | 0 | Material | N | N | N | ""
11 | 1000011 | AC Panasonic 1.5 PK | Panasonic 1.5 PK AC |  | 0 | ea | 2746846.85 | "" | IDR | "" | 5400000 | 0 | Material | N | Y | N | Jakarta
11425 | 313477-0000 | AC split 1.5 PK | 1.5 PK split AC | 2019-07-22 09:46:04 | 0 | Pcs | 3486486.49 | 0000 | IDR | General | 0 | 0 | Material | N | N | N | ""
11426 | 313478-0000 | AC split 2 PK | 2 PK split AC | 2019-07-22 09:46:47 | 0 | Pcs | 5405405.41 | 0000 | IDR | General | 0 | 0 | Material | N | N | N | ""
11585 | 611166-0000 | Access Point | Access Point | 2020-03-02 11:37:56 | 0 | Pcs | 394000 | 0000 | IDR | General | 0 | 0 | Material | N | N | N | ""
9162 | 413060-0000 | Accessories | Accessories | 2014-04-22 14:35:25 | 0 | Pcs | 525000 | 0000 | IDR | General | 0 | 0 | Material | N | N | N | ""
12315 | 313598-0000 | ACSR/AS 250-A1/SA1A-26/7 | ACSR/AS 250-A1/SA1A-26/7 | 2024-04-26 22:29:52 | 0 | Mtr | 41500 | 0000 | IDR | General | 0 | 0 | Material | N | N | N | ""
11233 | 413204-0000 | Adapter Pictail SC/APC | Pictail SC/APC Adapter | 2018-12-27 11:03:22 | 0 | Pcs | 0 | 0000 |  | General | 0 | 0 | Material | N | N | N | ""
8310 | 413038-0000 | Adapter SC/UPC | SC/UPC Adapter | 2013-08-01 10:55:18 | 0 | Pcs | 0 | 0000 | IDR | General | 0 | 10101 | Material | N | N | N | ""
10123 | 413162-0000 | Additional per 1m Patch cord 2 meter, (FC/LC/SC-APC To FC/LC/SC-APC), G.652 D | Additional per 1m Patch cord 2 meters, (FC/LC/SC-APC To FC/LC/SC-APC), G.652 D | 2016-02-01 15:47:47 | 0 | Pcs | 0 | 0000 |  | General | 0 | 0 | Material | N | N | N | ""
12204 | 129437-0000 | Adj Base Plate Rent | Adj Base Plate Rent | 2023-03-21 09:47:53 | 0 | Pc/Month | 8800 | 0000 | IDR | General | 0 | 0 | Material | N | N | N | ""
12279 | 611337-0000 | Adjustable Castor 12 With Spindle | Adjustable Castor 12 With Spindle | 2023-06-03 18:14:48 | 0 | Pc/Month | 113400 | 0000 | IDR | General | 0 | 0 | Material | N | N | N | ""
12020 | 611279-0000 | Adjustable Wrench 12 Inch | Adjustable Wrench 12 Inch | 2022-01-09 12:23:13 | 0 | Pcs | 89500 | 0000 | IDR | General | 0 | 0 | Material | N | N | N | ""
12473 | 820135-0000 | Admin Fee | Admin Fee | 2024-10-17 22:39:45 | 0 | Pcs | 150000 | 0000 | IDR | General | 0 | 0 | Material | N | N | N | ""
10407 | 211100-0000 | ADSS Dead End Assembly Tension String Span 800 | ADSS Dead End Assembly Tension String Span 800 | 2016-11-16 13:59:21 | 0 | Set | 2000000 | 0000 | IDR | General | 0 | 0 | Material | N | N | N | ""
10408 | 211101-0000 | ADSS Spiral Vibration Damper Span 800 | ADSS Spiral Vibration Damper Span 800 | 2016-11-16 13:59:56 | 0 | Set | 378308 | 0000 | IDR | General | 0 | 0 | Material | N | N | N | ""
8343 | 111030-0000 | Agregat Class B | Class B Aggregate | 2013-08-02 14:52:25 | 0 | M3 | 0 | 0000 | IDR | General | 0 | 10101 | Material | N | N | N | ""
12246 | 611314-0000 | Air Compressor 100 PSI | Air Compressor 100 PSI | 2023-05-06 19:55:51 | 0 | Set | 150000000 | 0000 | IDR | General | 0 | 0 | Material | N | N | N | ""
7667 | 310061-PASO | Air Conditioner (AC) - 1 pK | Air Conditioner (AC) - 1 pK |  | 0 | Set | 5049000 | Panas | IDR | "" | 0 | 0 | Material | N | N | N
12726 | 313763-0000 | Air Conditioner (AC) - 1.5 pK | Air Conditioner (AC) - 1.5 pK | 2025-09-30 21:54:11 | 0 | Set | 4800900.9 | 0000 | IDR | General | 0 | 0 | Material | N | N | N | ""
12668 | 313754-0000 | Air Conditioner (AC) - 2 pK | Air Conditioner (AC) - 2 pK | 2025-06-24 11:39:47 | 0 | Set | 0 | 0000 |  | General | 0 | 0 | Material | N | N | N | ""
11645 | 611170-0000 | Air Filter Cartridge | Air Filter Cartridge | 2020-08-25 13:22:06 | 0 | Set | 1559828 | 0000 | IDR | General | 0 | 0 | Material | N | N | N | ""
11646 | 611171-0000 | Air Filter Safety Catridge | Air Filter Safety Cartridge | 2020-08-25 13:24:25 | 0 | Set | 1100750 | 0000 | IDR | General | 0 | 0 | Material | N | N | N | ""
8593 | 111235-0000 | Aircraft warning spheres ball | Aircraft warning spheres ball | 2013-10-04 08:09:53 | 0 | Set | 52 | 0000 | USD | General | 0 | 11132 | Material | N | N | N | ""
11004 | 313379-0000 | Aircrat Warning Light /OBL | Aircraft Warning Light /OBL | 2017-10-11 13:59:47 | 0 | Set | 905 | 0000 | USD | General | 0 | 0 | Material | N | N | N | ""
11143 | 810060-0000 | AKI MOBIL | CAR BATTERY | 2018-08-15 17:47:58 | 0 | Pcs | 1841818.18 | 0000 | IDR | General | 0 | 0 | Material | N | N | N | ""
9343 | 211051-0000 | Aksesoris Tiang | Pole Accessories | 2016-02-10 15:26:58 | 0 | Set | 22500 | 0000 | IDR | General | 25662 | 11841 | Material | N | N | N | ""
8291 | 413020-0000 | Aksesoris Tiang Telepon (Steel Pole) 9 meter | Telephone Pole Accessories (Steel Pole) 9 meters | 2016-02-10 14:53:30 | 0 | Set | 0 | 0000 | IDR | General | 0 | 10101 | Material | N | N | N | ""
11184 | 211174-0000 | Alat Pemadam Kebakaran (APAR) 50 KG | 50 kg Fire Extinguisher (APAR) | 2018-10-22 12:53:35 | 0 | Pcs | 3200000 | 0000 | IDR | General | 0 | 0 | Material | N | N | N | ""
11183 | 211173-0000 | Alat Pemadam Kebakaran (APAR) 6KG | 6KG Fire Extinguisher (APAR) | 2018-10-22 12:52:27 | 0 | Pcs | 650000 | 0000 | IDR | General | 0 | 0 | Material | N | N | N | ""
9100 | 111278-0000 | Alat pendukung pekerjaan civil | Civil work support tools | 2014-03-14 16:23:07 | 0 | Ls | 375000 | 0000 | IDR | General | 0 | 11633 | Material | N | N | N | ""
11567 | 810105-0000 | alkohol 70% | 70% alcohol | 2019-11-26 15:21:28 | 0 | Tub | 3000 | 0000 | IDR | General | 0 | 0 | Material | N | N | N | ""
12248 | 810118-0000 | All Movable Risk Insurance | All Movable Risk Insurance | 2023-05-12 14:14:17 | 0 | Mth | 3263500 | 0000 | IDR | General | 0 | 0 | Material | N | N | N | ""
11910 | 211387-0000 | All Thread Rod 8x12 | All Thread Rod 8x12 | 2021-09-24 13:20:20 | 0 | Pcs | 0 | 0000 |  | General | 0 | 0 | Material | N | N | N | ""
12176 | 211445-0000 | Allumunium Plate Interface 25x75x220mm | Aluminum Plate Interface 25x75x220mm | 2022-11-05 14:27:08 | 0 | Pcs | 0 | 0000 |  | General | 0 | 0 | Material | N | N | N | ""
11305 | 211249-0000 | Altenator | Alternator | 2019-02-27 16:50:52 | 0 | Set | 5250000 | 0000 | IDR | General | 0 | 0 | Material | N | N | N | ""
11867 | 611213-0000 | Altenator STC 24 | STC 24 Alternator | 2021-09-19 16:31:50 | 0 | Unit | 9272727.27 | 0000 | IDR | General | 0 | 0 | Material | N | N | N | ""
12664 | 111686-0000 | Aluminium Foil Insulation | Aluminum Foil Insulation | 2025-06-24 11:25:34 | 0 | M2 | 0 | 0000 |  | General | 0 | 0 | Material | N | N | N | ""
11753 | 111592-0000 | Amplas | Sandpaper | 2021-01-29 10:25:55 | 0 | Pcs | 30000 | 0000 | IDR | General | 0 | 0 | Material | N | N | N | ""
10663 | 810040-0000 | Amplop logo IMD Folio | IMD Folio logo envelope | 2017-07-06 15:18:18 | 0 | Box | 0 | 0000 |  | General | 0 | 0 | Material | N | N | N | ""
10662 | 810039-0000 | Amplop Logo QDC Uk. Folio | QDC Logo Envelope Folio Size | 2017-07-06 15:15:55 | 0 | Box | 140000 | 0000 | IDR | General | 0 | 0 | Material | N | N | N | ""
10522 | 313260-0000 | Anchor Bolt M36x400 include 3 nut, 2 plate washer, 1 spring washer | Anchor Bolt M36x400 includes 3 nuts, 2 plate washers, 1 spring washer | 2017-08-02 16:38:10 | 0 | Set | 17000 | 0000 | IDR | General | 167500 | 13327 | Material | N | N | N | ""
11938 | 611226-0000 | Anchor Construction Yoke Plate | Anchor Construction Yoke Plate | 2021-10-15 18:37:00 | 0 | Pcs | 819936 | 0000 | IDR | General | 0 | 0 | Material | N | N | N | ""
1712 | 1001428 | Anchor D20 x 750 mm | Anchor D20 x 750 mm |  | 0 | ea | 12000 | "" | IDR | "" | 0 | 0 | Material | N | Y | N
12137 | 211431-0000 | Anchor L ST41 M20 x 750 mm x 100 mm HDG | Anchor L ST41 M20 x 750 mm x 100 mm HDG | 2022-08-11 09:25:16 | 0 | Set | 0 | 0000 |  | General | 0 | 0 | Material | N | N | N | ""
12037 | 111622-0000 | Anchor M 10 | Anchor M 10 | 2022-01-27 14:16:34 | 0 | Pcs | 35000 | 0000 | IDR | General | 0 | 0 | Material | N | N | N | ""
8705 | 211029-0000 | Anchor M12 | Anchor M12 | 2017-03-30 11:10:50 | 0 | ea | 125000 | 0000 | IDR | General | 35000 | 13325 | Material | N | N | N | ""
11911 | 211388-0000 | anchor manual installation tool | anchor manual installation tool | 2021-09-24 13:39:24 | 0 | Pcs | 8000000 | 0000 | IDR | General | 0 | 0 | Material | N | N | N | ""
11899 | 211376-0000 | Anchor MR-1-11 | Anchor MR-1-11 | 2021-09-23 21:10:03 | 0 | Pcs | 0 | 0000 |  | General | 0 | 0 | Material | N | N | N | ""
11944 | 611232-0000 | Anchor Plate | Anchor Plate | 2021-10-15 18:43:12 | 0 | Pcs | 54.22 | 0000 | USD | General | 0 | 0 | Material | N | N | N | ""
11907 | 211384-0000 | Anchor Pulling Eye | Anchor Pulling Eye | 2021-09-23 21:26:18 | 0 | Pcs | 1620000 | 0000 | IDR | General | 0 | 0 | Material | N | N | N | ""
11929 | 211399-0000 | ANCHOR ROD EXTENSION 10 FT | Anchor Rod Extension 10 Feet | 2021-10-13 16:52:46 | 0 | Pcs | 3006720 | 0000 | IDR | General | 0 | 0 | Material | N | N | N | ""
11928 | 211398-0000 | ANCHOR ROD EXTENSION 5 FT | Anchor Rod Extension 5 Feet | 2021-10-13 16:51:31 | 0 | Pcs | 1530086 | 0000 | IDR | General | 0 | 0 | Material | N | N | N | ""
11881 | 211359-0000 | Anchor Shackle 60 KIP Galvanize | Anchor Shackle 60 KIP Galvanize | 2021-09-23 20:19:22 | 0 | Pcs | 0 | 0000 |  | General | 0 | 0 | Material | N | N | N | ""
11463 | 611156-0000 | Angkong | Rickshaw | 2019-08-21 20:44:32 | 0 | Unit | 558558.56 | 0000 | IDR | General | 0 | 0 | Material | N | N | N | ""
11773 | 111598-0000 | Angkur Bolt / Nut Anchor 2 1/4 inch | Anchor Bolt / Nut Anchor 2 1/4 inch | 2021-03-02 21:16:53 | 0 | Pcs | 165738.89 | 0000 | IDR | General | 0 | 0 | Material | N | N | N | ""
12437 | 111675-0000 | Angkur Bolt Type I c/w 3 mur nut). 2 WP, 1 square plate, hot deep galvanized diameter 16 mm | Anchor Bolt Type I c/w 3 nuts). 2 WP, 1 square plate, hot deep galvanized diameter 16 mm | 2024-08-28 10:09:29 | 0 | Set | 50000 | 0000 | IDR | General | 0 | 0 | Material | N | N | N | ""
12283 | 211453-0000 | Angkur Bolt Type I c/w 3 mur nut). 2 WP, 1 square plate, hot deep galvanized diameter 24 mm , 719 mm length | Anchor Bolt Type I c/w 3 nuts). 2 WP, 1 square plate, hot deep galvanized diameter 24 mm, 719 mm length | 2023-07-20 17:37:19 | 0 | Set | 298900 | 0000 | IDR | General | 0 | 0 | Material | N | N | N | ""
12438 | 111676-0000 | Angkur Bolt Type I c/w 3 mur nut). 2 WP, 1 square plate, hot deep galvanized diameter 32 mm | Anchor Bolt Type I c/w 3 nuts). 2 WP, 1 square plate, hot deep galvanized diameter 32 mm | 2024-08-28 10:11:03 | 0 | Set | 326000 | 0000 | IDR | General | 0 | 0 | Material | N | N | N | ""
12281 | 211451-0000 | Angkur Bolt Type I c/w 3 mur nut). 2 WP, 1 square plate, hot deep galvanized diameter 36 mm , 1148 mm length | Anchor Bolt Type I c/w 3 nuts). 2 WP, 1 square plate, hot deep galvanized diameter 36 mm, 1148 mm length | 2023-07-20 17:31:26 | 0 | Set | 571340 | 0000 | IDR | General | 0 | 0 | Material | N | N | N | ""
12282 | 211452-0000 | Angkur Bolt Type I c/w 3 mur nut). 2 WP, 1 square plate, hot deep galvanized diameter 36 mm , 735 mm length | Anchor Bolt Type I c/w 3 nuts). 2 WP, 1 square plate, hot deep galvanized diameter 36 mm, 735 mm length | 2023-07-20 17:34:21 | 0 | Set | 514500 | 0000 | IDR | General | 0 | 0 | Material | N | N | N | ""
12311 | 211458-0000 | Angkur Bolt type I c/w 3 mur nut, 2 WP hot deep galvanized diameter 24 mm | Ankur Bolt type I c/w 3 nuts, 2 WP hot deep galvanized diameter 24 mm | 2023-11-27 17:48:42 | 0 | Set | 0 | 0000 |  | General | 0 | 0 | Material | N | N | N | ""
12732 | 111701-0000 | Angkur Bolt Type I c/w 3 murnut). 2 WP, 1 square plate,hot deep galvanized diameter19 mm | Bolt Type I anchor c/w 3 nuts). 2 WP, 1 square plate, hot deep galvanized diameter 19 mm | 2025-10-08 14:55:38 | 0 | Pcs | 77500 | 0000 | IDR | General | 0 | 0 | Material | N | N | N | ""
12312 | 211459-0000 | Angkur Bolt type I c/w 3 Nut, 2 WP Hot deep Galvanized diameter 20 mm | Bolt anchor type I c/w 3 Nut, 2 WP Hot deep Galvanized diameter 20 mm | 2023-11-27 17:54:21 | 0 | Set | 0 | 0000 |  | General | 0 | 0 | Material | N | N | N | ""
11116 | 111484-0000 | Angkur Bolt Type J C/W 3 MUR with 1 WP and 1 SW Hotdip Galvanized diameter 12 mm | Angkur Bolt Type J C/W 3 MUR with 1 WP and 1 SW Hotdip Galvanized diameter 12 mm | 2018-05-21 15:39:36 | 0 | Set | 0 | 0000 |  | General | 0 | 0 | Material | N | N | N | ""
11117 | 111485-0000 | Angkur Bolt Type J C/W 3 MUR with 1 WP and 1 SW Hotdip Galvanized diameter 20 mm (3/4inch) | Ankur Bolt Type J C/W 3 MUR with 1 WP and 1 SW Hotdip Galvanized diameter 20 mm (3/4 inch) | 2018-05-21 15:41:43 | 0 | Set | 65300 | 0000 | IDR | General | 0 | 0 | Material | N | N | N | ""
11118 | 111486-0000 | Angkur Bolt Type J C/W 3 MUR with 1 WP and 1 SW Hotdip Galvanized diameter 24 mm (1 inch) | Ankur Bolt Type J C/W 3 MUR with 1 WP and 1 SW Hotdip Galvanized diameter 24 mm (1 inch) | 2018-05-21 15:42:37 | 0 | Set | 116400 | 0000 | IDR | General | 0 | 0 | Material | N | N | N | ""
11119 | 111487-0000 | Angkur Bolt Type J C/W 3 MUR with 1 WP and 1 SW Hotdip Galvanized diameter 36 mm (1 3/8 inch) | Ankur Bolt Type J C/W 3 MUR with 1 WP and 1 SW Hotdip Galvanized diameter 36 mm (1 3/8 inch) | 2018-05-21 15:43:30 | 0 | Set | 17021 | 0000 | IDR | General | 0 | 0 | Material | N | N | N | ""
12403 | 211472-0000 | Angkur Bolt Type J c/w 3 Mur, 1 WP dan 1 SW Hotdip Galvanized diamter 22 mm | Anchor Bolt Type J c/w 3 Nuts, 1 WP and 1 SW Hotdip Galvanized diameter 22 mm | 2024-06-28 19:05:09 | 0 | Pcs | 22000 | 0000 | IDR | General | 0 | 0 | Material | N | N | N | ""
12850 | 111720-0000 | Angkur Bolt Type Y C/W 3 MUR with 1 WP and 1 SW Hotdip Galvanized diameter 24 mm (1 Inch) | Ankur Bolt Type Y C/W 3 MUR with 1 WP and 1 SW Hotdip Galvanized diameter 24 mm (1 Inch) | 2025-12-22 11:53:37 | 0 | Set | 220000 | 0000 | IDR | General | 0 | 0 | Material | N | N | N | ""
11096 | 111483-0000 | Angkur M12 | M12 anchor | 2018-04-17 14:21:41 | 0 | Pcs | 49000 | 0000 | IDR | General | 0 | 0 | Material | N | N | N | ""
11005 | 111476-0000 | Angkur M16 | M16 Anchor | 2017-11-22 09:24:37 | 0 | ea | 55000 | 0000 | IDR | General | 30000 | 13538 | Material | N | N | N | ""
12136 | 111641-0000 | Angkur M20 x 750 mm x 100 mm HDG | M20 x 750 mm x 100 mm HDG anchor | 2022-08-10 16:10:56 | 0 | ea | 0 | 0000 |  | General | 0 | 0 | Material | N | N | N | ""
8377 | 211025-0000 | Angkur Temberang Tarik (Link Eye Anchoor) | Link Eye Anchor | 2013-08-20 10:48:47 | 0 | Set | 62500 | 0000 | IDR | General | 125000 | 10301 | Material | N | N | N | ""
10516 | 424165-0000 | Antena Easy Macro | Easy Macro Antenna | 2017-01-26 15:31:48 | 0 | Pcs | 0 | 0000 |  | General | 0 | 0 | Material | N | N | N | ""
9444 | 413089-0000 | Antenna mounting | Antenna mounting | 2014-09-02 10:29:13 | 0 | Pcs | 6000000 | 0000 | IDR | General | 14000 | 11694 | Material | N | N | N | ""
10887 | 129294-0000 | Anti climbing device | Anti-climbing device | 2017-08-04 16:17:13 | 0 | Pcs | 0 | 0000 |  | General | 0 | 0 | Material | N | N | N | ""
11087 | 313413-0000 | Anti climbing guards | Anti-climbing guards | 2018-04-05 17:43:25 | 0 | Pcs | 27000 | 0000 | IDR | General | 0 | 0 | Material | N | N | N | ""
8592 | 111234-0000 | Anti climbing guards (1 sets per steelpole) | Anti climbing guards (1 set per steelpole) | 2013-10-04 08:09:06 | 0 | Twr | 0 | 0000 | IDR | General | 0 | 11132 | Material | N | N | N | ""
8591 | 111233-0000 | Anti climbing guards (4 sets per tower) | Anti climbing guards (4 sets per tower) | 2013-10-04 08:07:39 | 0 | Twr | 1950000 | 0000 | IDR | General | 0 | 11132 | Material | N | N | N | ""
10603 | 210002-TSE0 | Anti Twist wire rope Hexagon Twelve Strands, D11 mm, PN 18118 | Anti Twist wire rope Hexagon Twelve Strands, D11 mm, PN 18118 | 2017-03-30 17:21:09 | 0 | Mtr | 29920 | TSE0 | IDR | TSE | 0 | 0 | Material | N | N | N | ""
10458 | 610002-TSE0 | Anti Twist wire rope Hexagon Twelve Strands, D18 mm, PN 18121 | Anti Twist wire rope Hexagon Twelve Strands, D18 mm, PN 18121 | 2017-03-30 17:23:32 | 0 | Mtr | 51765 | TSE0 | IDR | TSE | 0 | 13322 | Material | N | N | N | ""
10459 | 610003-TSE0 | Anti Twisting Braided Steel Rope 13 Mm 10.5 Dan 1000 Meter | Anti Twisting Braided Steel Rope 13 Mm 10.5 And 1000 Meters | 2016-12-21 20:54:52 | 0 | Mtr | 25429 | TSE0 | IDR | TSE | 0 | 0 | Material | N | N | N | ""
12076 | 920001-0000 | Anti Virus S/W | Anti Virus Software | 2022-02-04 10:35:54 | 0 | Set | 2320000 | 0000 | IDR | General | 0 | 0 | Material | N | N | N | ""
8465 | 610002-0000 | ANTITWISTING STEEL ROPE 18 MM | Anti-twisting Steel Rope 18 mm | 2013-09-17 18:37:47 | 0 | Mtr | 0 | 0000 | IDR | General | 0 | 11455 | Material | N | N | N | ""
9531 | 820064-0000 | APD (Alat Pengamanan Diri) | PPE (Personal Protective Equipment) | 2014-10-30 15:14:52 | 0 | Ls | 323000 | 0000 | IDR | General | 360000 | 12168 | Material | N | N | N | ""
11514 | 313483-0000 | Arching Horn | Arching Horn | 2019-09-23 20:56:43 | 0 | Pcs | 168687 | 0000 | IDR | General | 0 | 0 | Material | N | N | N | ""
9594 | 413121-0000 | Arm Mounting Antenna Triple Include Boom 2 Meter (complete) | Arm Mounting Antenna Triple Include Boom 2 Meter (complete) | 2015-01-15 16:59:22 | 0 | Set | 3969375 | 0000 | IDR | General | 0 | 12510 | Material | N | N | N | ""
8544 | 313020-0000 | Armor rod for line conductor ACSR/AS 240/40 mm2 | Armor rod for line conductor ACSR/AS 240/40 mm2 | 2016-11-29 09:25:20 | 0 | Pcs | 126000 | 0000 | IDR | General | 13.03 | 11132 | Material | N | N | N | ""
12320 | 313601-0000 | Armour rod for ACSR 250 mm2 | Armour rod for ACSR 250 mm2 | 2024-04-27 08:42:51 | 0 | Set | 0 | 0000 |  | General | 0 | 0 | Material | N | N | N | ""
10563 | 313261-0000 | Armour rod for earthwire conductor AS 70 mm2 | Armor rod for earthwire conductor AS 70 mm2 | 2017-03-27 17:08:19 | 0 | Set | 0 | 0000 |  | General | 0 | 0 | Material | N | N | N | ""
10564 | 313262-0000 | Armour rod for earthwire conductor OPGW 70 mm2 | Armor rod for earthwire conductor OPGW 70 mm2 | 2017-03-27 17:11:26 | 0 | Set | 145625 | 0000 | IDR | General | 0 | 0 | Material | N | N | N | ""
8546 | 313022-0000 | Armour rod for earthwireconductor OPGW 60 mm2 | Armor rod for earthwireconductor OPGW 60 mm2 | 2013-10-03 17:10:00 | 0 | Pcs | 220000 | 0000 | IDR | General | 220000 | 11132 | Material | N | N | N | ""
9388 | 313079-0000 | Armour rod for GSW / AS 55 mm2 | Armor rod for GSW / AS 55 mm2 | 2016-11-15 10:16:35 | 0 | Set | 61250 | 0000 | IDR | General | 0 | 11666 | Material | N | N | N | ""
9602 | 313101-0000 | Armour rod for line conductor HTLS ACCC CopenhagenDouble suspension string set 120kN min 4.250mm creepage distance HTLS 2x1000A (ACCC) | Armor rod for line conductor HTLS ACCC CopenhagenDouble suspension string set 120kN min 4,250mm creepage distance HTLS 2x1000A (ACCC) | 2015-01-27 13:25:51 | 0 | Set | 175000 | 0000 | IDR | General | 0 | 12510 | Material | N | N | N | ""
10565 | 313263-0000 | Armour rod for line conductor TACSR/AS 410/67 mm2 | Armor rod for line conductor TACSR/AS 410/67 mm2 | 2017-03-27 17:14:10 | 0 | Set | 185000 | 0000 | IDR | General | 0 | 0 | Material | N | N | N | ""
12174 | 313590-0000 | Armoured Cable Gland Brass M20 | Armored Cable Gland Brass M20 | 2022-10-26 07:08:18 | 0 | Pcs | 325000 | 0000 | IDR | General | 0 | 0 | Material | N | N | N | ""
12175 | 313591-0000 | Armoured Cable Gland Brass M20s | Armored Cable Gland Brass M20s | 2022-10-26 07:09:26 | 0 | Pcs | 275000 | 0000 | IDR | General | 0 | 0 | Material | N | N | N | ""
12146 | 313578-0000 | Armoured Cable Gland SS316 M16 | Armored Cable Gland SS316 M16 | 2022-08-27 19:18:58 | 0 | Pcs | 0 | 0000 |  | General | 0 | 0 | Material | N | N | N | ""
12148 | 313580-0000 | Armoured Cable Gland SS316 M20 | Armored Cable Gland SS316 M20 | 2022-08-27 19:20:56 | 0 | Pcs | 2150000 | 0000 | IDR | General | 0 | 0 | Material | N | N | N | ""
12147 | 313579-0000 | Armoured Cable Gland SS316 M20s | Armored Cable Gland SS316 M20s | 2022-08-27 19:19:47 | 0 | Pcs | 1050000 | 0000 | IDR | General | 0 | 0 | Material | N | N | N | ""
12149 | 313581-0000 | Armoured Cable Gland SS316 M25 | Armored Cable Gland SS316 M25 | 2022-08-27 19:22:45 | 0 | Pcs | 2000000 | 0000 | IDR | General | 0 | 0 | Material | N | N | N | ""
12150 | 313582-0000 | Armoured Cable Gland SS316 M32 | Armored Cable Gland SS316 M32 | 2022-08-27 19:24:19 | 0 | Pcs | 2250000 | 0000 | IDR | General | 0 | 0 | Material | N | N | N | ""
12151 | 313583-0000 | Armoured Cable Gland SS316 M50 | Armored Cable Gland SS316 M50 | 2022-08-27 19:25:16 | 0 | Pcs | 6072400 | 0000 | IDR | General | 0 | 0 | Material | N | N | N | ""
12152 | 313584-0000 | Armoured Cable Gland SS316 M50s | Armored Cable Gland SS316 M50s | 2022-08-27 19:26:54 | 0 | Pcs | 0 | 0000 |  | General | 0 | 0 | Material | N | N | N | ""
12173 | 313589-0000 | Armoured Cable Gland SS316 M63 | Armored Cable Gland SS316 M63 | 2022-10-26 06:53:30 | 0 | Pcs | 6072400 | 0000 | IDR | General | 0 | 0 | Material | N | N | N | ""
12153 | 313585-0000 | Armoured Cable Gland SS316 M63s | Armored Cable Gland SS316 M63s | 2022-08-27 19:27:54 | 0 | Pcs | 0 | 0000 |  | General | 0 | 0 | Material | N | N | N | ""
12317 | 313600-0000 | AS 75mm2 | AS 75mm2 | 2024-04-26 22:53:29 | 0 | Mtr | 18700 | 0000 | IDR | General | 0 | 0 | Material | N | N | N | ""
9935 | 129133-0000 | As Build drawing civil | As Build civil drawing | 2015-06-19 17:25:40 | 0 | Ls | 0 | 0000 |  | General | 0 | 0 | Material | N | Y | N | ""
9920 | 129130-0000 | As Built drawing | As Built drawing | 2016-02-10 11:36:16 | 0 | Ls | 428000 | 0000 | IDR | General | 0 | 13658 | Material | N | N | N | ""
7674 | 210005-0000 | As drat M8 | M8 threaded axle | 2015-05-27 14:25:30 | 0 | Pcs | 0 | Gener | "" | "" | 8000 | 13147 | Material | N | N | N
11779 | 820108-0000 | Asosiasi Iuran, Pendaftaran | Association Dues, Registration | 2021-03-23 15:08:33 | 0 | Ls | 21120000 | 0000 | IDR | General | 0 | 0 | Material | N | N | N | ""
11706 | 111577-0000 | Aspal | Asphalt | 2020-12-19 09:13:51 | 0 | Ton | 22000000 | 0000 | IDR | General | 0 | 0 | Material | N | N | N | ""
11705 | 111576-0000 | Aspalt | Asphalt | 2020-12-19 09:03:57 | 0 | Pcs | 0 | 0000 |  | General | 0 | 0 | Material | N | N | N | ""
11657 | 111561-0000 | Asphalt | Asphalt | 2020-08-26 09:41:13 | 0 | Kg | 0 | 0000 |  | General | 0 | 0 | Material | N | N | N | ""
10737 | 323175-0000 | AST Potection Panel | AST Protection Panel | 2017-08-03 18:53:51 | 0 | Set | 0 | 0000 |  | General | 0 | 0 | Material | N | N | N | ""
9860 | 820070-0000 | Asuransi All Risk | All Risk Insurance | 2015-03-20 08:46:48 | 0 | Ls | 56161532.14 | 0000 | IDR | General | 39257606 | 0 | Material | N | N | N | ""
9026 | 820022-0000 | Asuransi Kesehatan Karyawan PT AIA | PT AIA Employee Health Insurance | 2014-02-19 16:52:15 | 0 | Ls | 10820000 | 0000 | IDR | General | 10820000 | 12184 | Material | N | N | N | ""
10509 | 820001-BDKR | Asuransi Performance Bonds | Performance Bonds Insurance | 2016-12-22 11:02:06 | 0 | Ls | 9000 | BDKR | IDR | Berdikari | 0 | 0 | Material | N | N | N | ""
9859 | 820069-0000 | Asuransi Tenaga Kerja | Employment Insurance | 2015-03-20 08:45:08 | 0 | Ls | 37182369 | 0000 | IDR | General | 37182369 | 0 | Material | N | N | N | ""
11749 | 111589-0000 | Atap UPVC | UPVC Roof | 2021-01-26 15:48:29 | 0 | Mtr | 1272.73 | 0000 | IDR | General | 0 | 0 | Material | N | N | N | ""
9175 | 820042-0000; 820050-0000 ; 820034-0000 | ATK, Etc (Tahun Kedua) | Stationery, Etc. (Second Year) | 2014-04-22 14:50:43 | 0 | Yr | 0 | 0000 | IDR | General | 0 | 11313 | Material | N | N | N | ""
11691 | 611178-0000 | Auto Level Measurement Tool | Auto Level Measurement Tool | 2020-11-01 21:04:34 | 0 | Set | 200000 | 0000 | IDR | General | 0 | 0 | Material | N | N | N | ""
12535 | 313697-0000 | Auxiliary Contact For MCB | Auxiliary Contact for MCB | 2024-12-02 16:10:04 | 0 | Unit | 135600 | 0000 | IDR | General | 0 | 0 | Material | N | N | N | ""
10018 | 820082-0000 | Axa Mandiri | Axa Mandiri | 2015-10-08 09:22:21 | 0 | Ls | 2137263.14 | 0000 | IDR | General | 0 | 0 | Material | N | N | N | ""
9693 | 129119-0000 | Back fill with selected material | Back fill with selected material | 2015-02-02 18:38:00 | 0 | M3 | 35000 | 0000 | IDR | General | 0 | 12502 | Material | N | N | N | ""
8288 | 111023-0000 | Baja Struktur L 50x50x5 | L 50x50x5 Structural Steel | 2013-08-01 10:02:59 | 0 | Kg | 0 | 0000 | IDR | General | 0 | 10101 | Material | N | N | N | ""
10081 | 010001-0000 | Baju Kerja / Uniform | Work Clothes / Uniforms | 2015-11-30 15:25:46 | 0 | Pcs | 150000 | 0000 | IDR | General | 0 | 0 | Material | N | N | N | ""
11477 | 111535-0000 | Bak Control | Tank Control | 2019-09-02 22:24:21 | 0 | Unit | 190000 | 0000 | IDR | General | 0 | 0 | Material | N | N | N | ""
11544 | 111557-0000 | Bak Cuci Piring | Kitchen Sink | 2019-11-06 15:40:20 | 0 | Set | 250000 | 0000 | IDR | General | 0 | 0 | Material | N | N | N | ""
11497 | 129386-0000 | Bak Kontrol Beton | Concrete Control Tank | 2019-09-05 09:36:58 | 0 | Ttk | 190000 | 0000 | IDR | General | 0 | 0 | Material | N | N | N | ""
11498 | 111539-0000 | Bak Kontrol Pasangan Batu Bata | Brick Masonry Control Tub | 2019-09-05 09:55:48 | 0 | Ml | 190000 | 0000 | IDR | General | 0 | 0 | Material | N | N | N | ""
10386 | 611093-0000 | Bak Ukur 3 m | 3 m Measuring Tank | 2016-10-26 11:14:36 | 0 | Pcs | 400000 | 0000 | IDR | General | 0 | 13019 | Material | N | N | N | ""
10387 | 611094-0000 | Bak Ukur 5 m | 5 m Measuring Tank | 2016-10-26 11:16:17 | 0 | Pcs | 500000 | 0000 | IDR | General | 0 | 0 | Material | N | N | N | ""
10432 | 211112-0000 | Ball Clevis | Ball Clevis | 2016-11-29 09:32:11 | 0 | Pcs | 7.36 | 0000 | USD | General | 0 | 0 | Material | N | N | N | ""
11397 | 111500-0000 | balok kayu 8/12 | 8/12 wooden block | 2019-07-03 18:27:57 | 0 | btg | 40000 | 0000 | IDR | General | 0 | 0 | Material | N | N | N | ""
11412 | 129367-0000 | Bambu | Bamboo | 2019-07-18 10:31:07 | 0 | btg | 15000 | 0000 | IDR | General | 0 | 0 | Material | N | N | N | ""
10031 | 611043-0000 | Ban dalam kendaraan | Vehicle inner tubes | 2015-10-16 20:17:57 | 0 | Pcs | 45000 | 0000 | IDR | General | 0 | 0 | Material | N | N | N | ""
11036 | 810048-0000 | Ban Mobil Operasional | Operational Car Tires | 2017-12-19 14:41:41 | 0 | Pcs | 1729324 | 0000 | IDR | General | 0 | 0 | Material | N | N | N | ""
10030 | 611042-0000 | Ban truk | Truck tires | 2015-10-16 20:14:19 | 0 | Pcs | 3396396.4 | 0000 | IDR | General | 0 | 0 | Material | N | N | N | ""
11913 | 611215-0000; 611217-0000 | Banana Hanger Bracket | Banana Hanger Bracket | 2021-09-28 14:01:27 | 0 | Unit | 2.52 | 0000 | USD | General | 0 | 14600 | Material | N | N | N | ""
10410 | 413191-0000 | Band it | Band it | 2016-11-17 16:49:15 | 0 | Pcs | 0 | 0000 |  | General | 0 | 0 | Material | N | N | N | ""
9865 | 820074-0000 | Bank Charges/Finance Costs | Bank Charges/Finance Costs | 2015-03-25 14:18:24 | 0 | Ls | 378966564 | 0000 | IDR | General | 0 | 0 | Material | N | N | N | ""
11023 | 810043-0000 | Bantal dacron | Dacron pillow | 2017-10-31 15:19:57 | 0 | Pcs | 0 | 0000 |  | General | 0 | 0 | Material | Y | N | N | ""
11817 | 620034-0000 | Bar Beding | Beding Bar | 2021-08-05 14:08:41 | 0 | Unit | 18500000 | 0000 | IDR | General | 0 | 0 | Material | N | N | N | ""
11832 | 129429-0000 | Bar Bending Sewa Mesin | Bar Bending Machine Rental | 2021-09-03 14:07:41 | 0 | Mth | 4750000 | 0000 | IDR | General | 0 | 0 | Material | N | N | N | ""
11818 | 620035-0000 | Bar Cutter | Bar Cutter | 2021-08-05 14:11:16 | 0 | Unit | 17500000 | 0000 | IDR | General | 0 | 0 | Material | N | N | N | ""
11833 | 129430-0000 | Bar Cutter Sewa Mesin | Bar Cutter Machine Rental | 2021-09-03 14:10:45 | 0 | Mth | 4750000 | 0000 | IDR | General | 0 | 0 | Material | N | N | N | ""
7694 | 210025-0000 | Bar holder persegi 35x10 mm | Square bar holder 35x10 mm | 2015-10-21 15:54:08 | 0 | Pcs | 0 | Gener | "" | "" | 10500 | 13665 | Material | N | N | N
11188 | 313440-0000 | Bare Copper | Bare Copper | 2018-10-23 13:46:24 | 0 | Mtr | 162625.35 | 0000 | IDR | General | 0 | 0 | Material | N | N | N | ""
12209 | 129442-0000 | Base Spindle TR 38-70/50 Rent | Base Spindle TR 38-70/50 Rent | 2023-03-21 09:53:51 | 0 | Pc/Month | 16800 | 0000 | IDR | General | 0 | 0 | Material | N | N | N | ""
12263 | 611324-0000; 611338-0000 | Base Standard UVB 24 | Base Standard UVB 24 | 2023-05-25 08:42:25 | 0 | Pc/Month | 8000 | 0000 | IDR | General | 0 | 0 | Material | N | N | N | ""
9699 | 111329-0000 | Base structure (Sub base & Base coarse) | Base structure (Sub base & Base coarse) | 2015-02-02 18:46:25 | 0 | M2 | 218758 | 0000 | IDR | General | 0 | 12502 | Material | N | N | N | ""
10696 | 111446-0000 | Batako | Brick | 2017-08-02 10:10:27 | 0 | Pcs | 3000 | 0000 | IDR | General | 0 | 0 | Material | N | N | N | ""
11677 | 111565-0000 | Batang Kelapa | Coconut Trunk | 2020-10-03 19:06:31 | 0 | btg | 325000 | 0000 | IDR | General | 0 | 0 | Material | N | N | N | ""
9097 | 111276-0000 | Batching Plant | Batching Plant | 2014-03-14 16:19:02 | 0 | Unit | 0 | 0000 | IDR | General | 0 | 11633 | Material | N | N | N | ""
10160 | 611048-0000 | Battery / accu for Genset (HO) type N200 | Battery / accu for Genset (HO) type N200 | 2016-02-24 17:57:24 | 0 | ea | 1813550 | 0000 | IDR | General | 0 | 0 | Material | N | N | N | ""
9954 | 313185-0000 | Battery 110 Vdc, 8 hours, 277 Ah, 90 Cells | Battery 110 Vdc, 8 hours, 277 Ah, 90 Cells | 2015-08-03 14:49:34 | 0 | Set | 0 | 0000 |  | General | 0 | 0 | Material | N | N | N | ""
7669 | 310063-UNIG | Battery 12AVR100-3ET | Battery 12AVR100-3ET |  | 0 | Pcs | 0 | UNIGY | "" | "" | 0 | 0 | Material | N | N | N
9956 | 313186-0000 | Battery charger 110 Vdc, 100 A. Complete with dropper diode and blocking diode | Battery charger 110 Vdc, 100 A. Complete with dropper diode and blocking diode | 2015-08-03 15:11:01 | 0 | Set | 0 | 0000 |  | General | 0 | 0 | Material | N | N | N | ""
9957 | 313187-0000 | Battery charger 48 Vdc, 100 A. Complete with dropper diode and blocking diode | Battery charger 48 Vdc, 100 A. Complete with dropper diode and blocking diode | 2015-08-03 15:14:17 | 0 | Set | 0 | 0000 |  | General | 0 | 0 | Material | N | N | N | ""
9765 | 323096-0000; 313152-0000 | BATTERY CHARGER MIN 100 A FOR 110 VDC BATTERY COMPLETE WITH PANEL BOARD (SUBJECT TO CALCULATION). | BATTERY CHARGER MIN 100 A FOR 110 VDC BATTERY COMPLETE WITH PANEL BOARD (SUBJECT TO CALCULATION). | 2015-02-03 14:18:44 | 0 | Set | 4750000 | 0000 | IDR | General | 0 | 12502 | Material | N | N | N | ""
9772 | 313159-0000; 323107-0000 | BATTERY CHARGER MIN 100 A FOR 48 VDC BATTERY COMPLETE WITH PANEL BOARD AND INCLUDING 3 STEPS VOLTAGE DROPPER (SUBJECT TO CALCULATION). | BATTERY CHARGER MIN 100 A FOR 48 VDC BATTERY COMPLETE WITH PANEL BOARD AND INCLUDING 3 STEPS VOLTAGE DROPPER (SUBJECT TO CALCULATION). | 2015-02-03 14:30:18 | 0 | Set | 110000000 | 0000 | IDR | General | 0 | 12502 | Material | N | N | N | ""
7644 | 310038-0000 | Battery UPS | Battery UPS | 2015-10-21 15:55:10 | 0 | Pcs | 2200000 | Gener | IDR | "" | 1190 | 13665 | Material | N | N | N
9500 | 111305-0000 | Batu bata merah | Red brick | 2014-10-21 13:37:09 | 0 | Pcs | 480 | 0000 | IDR | General | 600 | 12210 | Material | N | N | N | ""
8342 | 111029-0000 | Batu belah 15cm/20cm | 15cm/20cm split stone | 2013-08-02 14:51:15 | 0 | M3 | 250000 | 0000 | IDR | General | 0 | 10101 | Material | N | N | N | ""
8341 | 111028-0000 | Batu Kali/Stone Masonry | River Stone/Stone Masonry | 2013-08-02 14:50:27 | 0 | M3 | 350000 | 0000 | IDR | General | 0 | 10101 | Material | N | N | N | ""
11971 | 111615-0000 | Batu Limestone | Limestone | 2021-11-11 17:10:43 | 0 | M3 | 300000 | 0000 | IDR | General | 0 | 14500 | Material | N | N | N | ""
11970 | 111614-0000 | Batu Makadam | Macadam Stone | 2021-11-11 17:09:21 | 0 | M3 | 320000 | 0000 | IDR | General | 0 | 14500 | Material | N | N | N | ""
12461 | 111680-0000 | Batu Split 2/3 | Split Stone 2/3 | 2024-09-26 09:12:35 | 0 | Ton | 355000 | 0000 | IDR | General | 0 | 0 | Material | N | N | N | ""
8123 | 111003-0000 | Batu Split 2/3 | Split Stone 2/3 |  | 0 | M3 | 500000 | 0000 | IDR |  | 300000 | 0 |  | N | N | N
12410 | 111670-0000 | Baut & Mur Roofing 3 Cm | 3 cm Roofing Bolts & Nuts | 2024-07-12 19:40:53 | 0 | Pcs | 337.5 | 0000 | IDR | General | 0 | 0 | Material | N | N | N | ""
12409 | 111669-0000 | Baut & Mur Roofing 5 Cm | 5 cm Roofing Bolts & Nuts | 2024-07-12 19:39:00 | 0 | Pcs | 675.68 | 0000 | IDR | General | 0 | 0 | Material | N | N | N | ""
9498 | 211067-0000 | Baut 19mm x 50mm (Baut, Mur, Ring) | Bolt 19mm x 50mm (Bolt, Nut, Washer) | 2017-05-26 17:35:13 | 0 | Set | 0 | 0000 | IDR | General | 3000 | 13323 | Material | N | N | N | ""
11656 | 211307-0000 | Baut M12x50 galvanish | M12x50 galvanized bolts | 2020-08-26 09:37:03 | 0 | Pcs | 3590 | 0000 | IDR | General | 0 | 0 | Material | N | N | N | ""
12166 | 211439-0000 | Baut M16 x 100 (Inc.nut & Washer) HDG | M16 x 100 Bolt (Inc.nut & Washer) HDG | 2022-10-04 20:26:38 | 0 | Pcs | 23178 | 0000 | IDR | General | 0 | 0 | Material | N | N | N | ""
11450 | 211255-0000 | Baut M16 x 180 (Step Bolt) | M16 x 180 Bolt (Step Bolt) | 2019-08-06 13:57:56 | 0 | Pcs | 19300 | 0000 | IDR | General | 0 | 0 | Material | N | N | N | ""
11449 | 211254-0000 | baut M16 x 35 (Inc. ring and washer), HDG | bolt M16 x 35 (Inc. ring and washer), HDG | 2019-08-06 13:56:33 | 0 | Pcs | 5000 | 0000 | IDR | General | 0 | 0 | Material | N | N | N | ""
11369 | 129357-0000 | Baut M16 x 40 (Inc. ring and washer), HDG, Grade 8,8 | Bolt M16 x 40 (Inc. ring and washer), HDG, Grade 8.8 | 2019-04-23 14:43:04 | 0 | Pcs | 6000 | 0000 | IDR | General | 0 | 0 | Material | N | N | N | ""
11370 | 129358-0000 | Baut M16 x 45 (Inc. ring and washer), HDG, Grade 8,8 | Bolt M16 x 45 (Inc. ring and washer), HDG, Grade 8.8 | 2019-04-23 14:43:56 | 0 | Pcs | 9636 | 0000 | IDR | General | 0 | 0 | Material | N | N | N | ""
11371 | 129359-0000 | Baut M16 x 50 (Inc. ring and washer), HDG, Grade 8,8 | Bolt M16 x 50 (Inc. ring and washer), HDG, Grade 8.8 | 2019-04-23 14:44:38 | 0 | Pcs | 9037 | 0000 | IDR | General | 0 | 0 | Material | N | N | N | ""
11372 | 129360-0000 | Baut M16 x 55 (Inc. ring and washer), HDG, Grade 8,8 | Bolt M16 x 55 (Inc. ring and washer), HDG, Grade 8.8 | 2019-04-23 14:45:24 | 0 | Pcs | 6220 | 0000 | IDR | General | 0 | 0 | Material | N | N | N | ""
11373 | 129361-0000 | Baut M16 x 60 (Inc. ring and washer), HDG, Grade 8,8 | Bolt M16 x 60 (Inc. ring and washer), HDG, Grade 8.8 | 2019-04-23 14:46:07 | 0 | Pcs | 6516 | 0000 | IDR | General | 0 | 0 | Material | N | N | N | ""
11374 | 129362-0000 | Baut M16 x 65 (Inc. ring and washer), HDG, Grade 8,8 | Bolt M16 x 65 (Inc. ring and washer), HDG, Grade 8.8 | 2019-04-23 14:46:49 | 0 | Pcs | 7645 | 0000 | IDR | General | 0 | 0 | Material | N | N | N | ""
12584 | 211482-0000 | Baut M16 x 75 (Inc. ring and washer), HDG, Grade 8,8 | Bolt M16 x 75 (Inc. ring and washer), HDG, Grade 8.8 | 2025-02-12 14:17:26 | 0 | Pcs | 9200 | 0000 | IDR | General | 0 | 0 | Material | N | N | N | ""
12165 | 211438-0000 | Baut M16 x 90 (Inc.nut & Washer) HDG | M16 x 90 Bolt (Inc.nut & Washer) HDG | 2022-10-04 20:25:52 | 0 | Pcs | 22190 | 0000 | IDR | General | 0 | 0 | Material | N | N | N | ""
11451 | 211256-0000 | Baut M20 x 100 (Inc.nut & washer) HDG | M20 x 100 bolts (Inc. nut & washer) HDG | 2019-08-06 14:00:36 | 0 | Pcs | 14935 | 0000 | IDR | General | 0 | 0 | Material | N | N | N | ""
11375 | 129363-0000 | Baut M20 x 50 (Inc. ring and washer), HDG, Grade 8,8 | Bolt M20 x 50 (Inc. ring and washer), HDG, Grade 8.8 | 2019-04-23 14:47:42 | 0 | Pcs | 6000 | 0000 | IDR | General | 0 | 0 | Material | N | N | N | ""
11456 | 211261-0000 | Baut M20 x 55 (Inc.nut & washer) HDG | M20 x 55 bolt (Inc. nut & washer) HDG | 2019-08-06 14:05:42 | 0 | Pcs | 13856 | 0000 | IDR | General | 0 | 0 | Material | N | N | N | ""
11455 | 211260-0000 | Baut M20 x 60 (Inc.nut & washer) HDG | M20 x 60 bolt (Inc. nut & washer) HDG | 2019-08-06 14:04:33 | 0 | Pcs | 13116 | 0000 | IDR | General | 0 | 0 | Material | N | N | N | ""
11376 | 129364-0000 | Baut M20 x 65 (Inc. ring and washer), HDG, Grade 8,8 | Bolt M20 x 65 (Inc. ring and washer), HDG, Grade 8.8 | 2019-04-23 14:48:27 | 0 | Pcs | 6000 | 0000 | IDR | General | 0 | 0 | Material | N | N | N | ""
11377 | 129365-0000 | Baut M20 x 70 (Inc. ring and washer), HDG, Grade 8,8 | Bolt M20 x 70 (Inc. ring and washer), HDG, Grade 8.8 | 2019-04-23 14:49:04 | 0 | Pcs | 6000 | 0000 | IDR | General | 0 | 0 | Material | N | N | N | ""
11454 | 211259-0000 | Baut M20 x 75 (Inc.nut & washer) HDG | M20 x 75 bolt (Inc. nut & washer) HDG | 2019-08-06 14:03:40 | 0 | Pcs | 14665 | 0000 | IDR | General | 0 | 0 | Material | N | N | N | ""
11453 | 211258-0000 | Baut M20 x 80 (Inc.nut & washer) HDG | M20 x 80 bolt (Inc. nut & washer) HDG | 2019-08-06 14:02:37 | 0 | Pcs | 13000 | 0000 | IDR | General | 0 | 0 | Material | N | N | N | ""
12131 | 211429-0000 | Baut M20 x 85 (Inc.nut & washer) HDG | M20 x 85 bolt (Inc. nut & washer) HDG | 2022-08-04 18:27:55 | 0 | Pcs | 13888 | 0000 | IDR | General | 0 | 0 | Material | N | N | N | ""
12130 | 211428-0000 | Baut M20 x 90 (Inc.nut & washer) HDG | M20 x 90 bolt (Inc. nut & washer) HDG | 2022-08-04 18:26:47 | 0 | Pcs | 13888 | 0000 | IDR | General | 0 | 0 | Material | N | N | N | ""
11452 | 211257-0000 | Baut M20 x 95 (Inc.nut & washer) HDG | M20 x 95 bolt (Inc. nut & washer) HDG | 2019-08-06 14:01:48 | 0 | Pcs | 14751 | 0000 | IDR | General | 0 | 0 | Material | N | N | N | ""
12127 | 211427-0000 | Baut M22 x 85 (inc. ring and washer), HDG, Grade 8.8 | Bolt M22 x 85 (inc. ring and washer), HDG, Grade 8.8 | 2022-07-20 17:04:45 | 0 | Pcs | 23094.59 | 0000 | IDR | General | 0 | 0 | Material | N | N | N | ""
12161 | 211434-0000 | Baut M24 x 110 (Inc.nut & Washer) HDG | M24 x 110 Bolt (Inc.nut & Washer) HDG | 2022-10-04 20:21:29 | 0 | Pcs | 24888 | 0000 | IDR | General | 0 | 0 | Material | N | N | N | ""
12164 | 211437-0000 | Baut M24 x 50 (Inc.nut & Washer) HDG | M24 x 50 Bolt (Inc.nut & Washer) HDG | 2022-10-04 20:24:18 | 0 | Pcs | 16794 | 0000 | IDR | General | 0 | 0 | Material | N | N | N | ""
12286 | 211456-0000 | Baut M24 x 70 (Inc.nut & Washer) HDG | M24 x 70 Bolt (Inc.nut & Washer) HDG | 2023-08-04 11:59:18 | 0 | Pcs | 19492 | 0000 | IDR | General | 0 | 0 | Material | N | N | N | ""
12163 | 211436-0000 | Baut M24 x 75 (Inc.nut & Washer) HDG | M24 x 75 Bolt (Inc.nut & Washer) HDG | 2022-10-04 20:23:26 | 0 | Pcs | 20176 | 0000 | IDR | General | 0 | 0 | Material | N | N | N | ""
12162 | 211435-0000 | Baut M24 x 85 (Inc.nut & Washer) HDG | M24 x 85 Bolt (Inc.nut & Washer) HDG | 2022-10-04 20:22:35 | 0 | Pcs | 21506 | 0000 | IDR | General | 0 | 0 | Material | N | N | N | ""
9491 | 211066-0000 | Baut stainless M14x16 | M14x16 stainless bolt | 2014-10-13 14:41:09 | 0 | Set | 1207454.55 | 0000 | IDR | General | 4500 | 12172 | Material | N | N | N | ""
11590 | 211281-0000 | Baut Stainless Steel M12x50mm | M12x50mm Stainless Steel Bolts | 2020-04-01 16:03:26 | 0 | Pcs | 13000 | 0000 | IDR | General | 0 | 0 | Material | N | N | N | ""
9168 | 820035-0000; 820043-0000; 820051-0000 | BBM dan Maintenance | Fuel and Maintenance | 2014-04-22 14:43:24 | 0 | Yr | 0 | 0000 | IDR | General | 0 | 11313 | Material | N | N | N | ""
10073 | 313212-0000 | BCC-H 1X120 mm2 SPLN41-5 | BCC-H 1X120 mm2 SPLN41-5 | 2015-11-30 15:05:09 | 0 | Mtr | 225000 | 0000 | IDR | General | 0 | 13735 | Material | N | N | N | ""
10669 | 313287-0000 | BCC-H 1x150 mm2 | BCC-H 1x150 mm2 | 2017-07-18 12:22:50 | 0 | Mtr | 243500 | 0000 | IDR | General | 0 | 0 | Material | N | N | N | ""
12210 | 129443-0000 | Beam Bracket Rent | Beam Bracket Rent | 2023-03-21 09:54:56 | 0 | Pc/Month | 16800 | 0000 | IDR | General | 0 | 0 | Material | N | N | N | ""
9623 | 211076-0000; 221021-0000 | Beam steel Structure Type 14 m | Beam steel Structure Type 14 m | 2015-02-02 15:20:22 | 0 | Unit | 26290800 | 0000 | IDR | General | 23493360 | 12502 | Material | N | N | N | ""
12800 | 111714-0000 | Bekisting Oil | Oil Formwork | 2025-11-30 13:22:15 | 0 | Ltr | 0 | 0000 |  | General | 0 | 0 | Material | N | N | N | ""
10174 | 720037-0000 | Beli Sepeda motor | Buy a motorbike | 2016-04-29 15:43:41 | 0 | Unit | 6400000 | 0000 | IDR | General | 0 | 0 | Material | N | N | N | ""
8218 | 111015-0000 | Benang Tali/ Benang Kasur | Rope Thread/ Mattress Thread | 2013-07-18 11:45:06 | 0 | Pcs | 10000 | 0000 | IDR | General | 0 | 9982 | Material | N | N | N | ""
8209 | 111010-0000 | Benang tukang | Craftsman's thread | 2013-07-17 18:47:14 | 0 | Rol | 5000 | 0000 | IDR | General | 2000 | 9982 | Material | N | N | N | ""
11215 | 810066-0000 | Bendera K3 | K3 Flag | 2018-12-11 14:01:06 | 0 | Pcs | 80660 | 0000 | IDR | General | 0 | 0 | Material | N | N | N | ""
10189 | 710006-0000 | Bensin ( BBM ) | Gasoline (BBM) | 2016-05-16 15:04:20 | 0 | Ltr | 12800 | 0000 | IDR | General | 0 | 0 | Material | N | N | N | ""
11838 | 111611-0000 | Bentonite | Bentonite | 2021-09-03 20:05:04 | 0 | Kg | 40000 | 0000 | IDR | General | 0 | 0 | Material | N | N | N | ""
8345 | 111032-0000 | Besi 4 mm | 4 mm iron | 2013-08-02 14:53:58 | 0 | Ton | 0 | 0000 | IDR | General | 0 | 10101 | Material | N | N | N | ""
8338 | 111025-0000 | Besi Beton | Steel bar | 2013-08-02 14:46:30 | 0 | Ton | 6200000 | 0000 | IDR | General | 0 | 10101 | Material | N | N | N | ""
10710 | 129229-0000 | Besi Beton 1/2 Lingkaran dia 20 cm | 1/2 Circle Reinforced Concrete, 20 cm diameter | 2017-08-03 18:18:35 | 0 | Mtr | 0 | 0000 |  | General | 0 | 0 | Material | N | N | N | ""
7718 | 110006-0000 | Besi Beton Biasa M10 | Ordinary M10 Reinforced Concrete |  | 0 | Pcs | 58698.38 | Gener | IDR | "" | 58610 | 0 | Material | N | N | N
7719 | 110007-0000 | Besi Beton Biasa M12 | M12 Ordinary Reinforced Concrete |  | 0 | Pcs | 116800 | Gener | IDR | "" | 100000 | 0 | Material | N | N | N
7717 | 110005-0000 | Besi Beton Biasa M8 | M8 Ordinary Reinforced Concrete |  | 0 | Pcs | 43556.76 | Gener | IDR | "" | 38000 | 0 | Material | N | N | N
10997 | 111472-0000 | Besi beton D 13 mm | D 13 mm reinforced concrete | 2017-10-06 15:27:50 | 0 | btg | 100820.53 | 0000 | IDR | General | 0 | 0 | Material | N | N | N | ""
12085 | 111627-0000 | Besi Beton Polos D 10 | Plain Concrete Iron D 10 | 2022-02-14 09:30:41 | 0 | btg | 80000 | 0000 | IDR | General | 0 | 0 | Material | N | N | N | ""
11820 | 111607-0000 | Besi Beton Polos D8 | Plain Concrete Iron D8 | 2021-08-06 14:20:08 | 0 | Pcs | 52524.32 | 0000 | IDR | General | 0 | 0 | Material | N | N | N | ""
8125 | 111005-0000 | Besi Beton Polos dia. 10 | Plain Reinforced Concrete Dia. 10 | 2014-02-17 17:53:35 | 0 | Kg | 8243.25 | 0000 | IDR |  | 80000 | 0 |  | N | N | N
8529 | 11001659 | Besi Beton polos dia. 10 mm (SNI) | Plain concrete iron. 10 mm (SNI) | 2013-10-02 14:13:15 | 0 | Btg | 72189.1 | 00 | IDR | N_Brand | 64500 | 11132 | Material | N | Y | N | ""
9016 | 111261-0000 | Besi Beton Polos dia. 12 | Plain Reinforced Concrete Dia. 12 | 2014-02-17 17:50:04 | 0 | Kg | 97500 | 0000 | IDR | General | 0 | 12184 | Material | N | N | N | ""
9017 | 111262-0000 | Besi Beton Polos dia. 13 | Plain Reinforced Concrete Dia. 13 | 2014-02-17 17:50:52 | 0 | Kg | 0 | 0000 | IDR | General | 0 | 12184 | Material | N | N | N | ""
9018 | 111263-0000 | Besi Beton Polos dia. 6 | Plain Reinforced Concrete Dia. 6 | 2017-11-01 08:47:47 | 0 | btg | 22750 | 0000 | IDR | General | 0 | 12184 | Material | N | N | N | ""
8215 | 111013-0000 | Besi Beton Polos dia. 8 | Plain Reinforced Concrete Dia. 8 | 2014-02-17 17:53:02 | 0 | Kg | 8243.25 | 0000 | IDR | General | 57500 | 9982 | Material | N | N | N | ""
11123 | 111488-0000 | Besi beton ulir D19 | D19 threaded rebar | 2018-05-23 17:11:59 | 0 | Pcs | 228015.32 | 0000 | IDR | General | 0 | 0 | Material | N | N | N | ""
8124 | 111004-0000 | Besi Beton Ulir Dia 13 | Threaded Rebar Diameter 13 |  | 0 | Kg | 8063.1 | 0000 | IDR |  | 115000 | 0 |  | N | N | N
8178 | 11001492 | Besi beton ulir dia 16 mm (SNI) | Threaded rebar 16 mm diameter (SNI) | 2013-07-10 14:44:03 | 0 | Btg | 188069.1 | 00 | IDR | N_Brand | 178000 | 9982 | Material | N | Y | N | ""
12132 | 111640-0000 | Besi Beton Ulir Dia 22 | Threaded Rebar Dia 22 | 2022-08-05 09:51:37 | 0 | btg | 344713.51 | 0000 | IDR | General | 0 | 0 | Material | N | N | N | ""
9012 | 111257-0000 | Besi Beton Ulir dia. 16 | Threaded Rebar dia. 16 | 2014-02-17 17:47:54 | 0 | Kg | 7387.39 | 0000 | IDR | General | 0 | 12184 | Material | N | N | N | ""
9013 | 111258-0000 | Besi Beton Ulir dia. 19 | Threaded Rebar dia. 19 | 2014-02-17 17:48:23 | 0 | Kg | 8040.54 | 0000 | IDR | General | 0 | 12184 | Material | N | N | N | ""
8531 | 11001661 | Besi beton ulir dia. 19 mm (SNI) | Threaded rebar diameter 19 mm (SNI) | 2013-10-02 14:16:48 | 0 | Btg | 266513.63 | 00 | IDR | N_Brand | 246000 | 11132 | Material | N | Y | N | ""
9014 | 111259-0000 | Besi Beton Ulir dia. 22 | Threaded Rebar dia. 22 | 2014-02-17 17:48:57 | 0 | Kg | 297206 | 0000 | IDR | General | 0 | 12184 | Material | N | N | N | ""
9015 | 111260-0000 | Besi Beton Ulir dia. 25 | Threaded Rebar dia. 25 | 2014-02-17 17:49:27 | 0 | Kg | 383858 | 0000 | IDR | General | 0 | 12184 | Material | N | N | N | ""
7720 | 110008-0000 | Besi Beton Ulir M16 | M16 Threaded Rebar |  | 0 | Pcs | 150123.36 | Gener | IDR | "" | 0 | 0 | Material | N | N | N
11746 | 111586-0000 | Besi CNP 100 x 50 x 20 x 2.3 (6 mtr) | CNP Iron 100 x 50 x 20 x 2.3 (6 mtr) | 2021-01-26 10:42:54 | 0 | btg | 254545.46 | 0000 | IDR | General | 0 | 0 | Material | N | N | N | ""
12242 | 111655-0000 | Besi Hollow 20x20x3 (6 Meter) | Hollow Iron 20x20x3 (6 Meters) | 2023-04-06 17:05:17 | 0 | btg | 0 | 0000 |  | General | 0 | 0 | Material | N | N | N | ""
12241 | 111654-0000 | Besi Hollow 30x30x3 (6 Meter) | Hollow Iron 30x30x3 (6 Meters) | 2023-04-06 17:04:12 | 0 | btg | 0 | 0000 |  | General | 0 | 0 | Material | N | N | N | ""
11745 | 111585-0000 | Besi Hollow 40 x 60 x 2 (6 mtr) | Hollow Iron 40 x 60 x 2 (6 mtr) | 2021-01-26 10:40:04 | 0 | btg | 195454.55 | 0000 | IDR | General | 0 | 0 | Material | N | N | N | ""
12259 | 111659-0000 | Besi Hollow 40x40x1.4 (6 Meter) | Hollow Iron 40x40x1.4 (6 Meters) | 2023-05-23 06:54:34 | 0 | btg | 157000 | 0000 | IDR | General | 0 | 0 | Material | N | N | N | ""
12240 | 111653-0000 | Besi Hollow 40x40x3 (6 Meter) | Hollow Iron 40x40x3 (6 Meters) | 2023-04-06 17:03:04 | 0 | btg | 195000 | 0000 | IDR | General | 0 | 0 | Material | N | N | N | ""
12258 | 111658-0000 | Besi Hollow 50x50x1.4 (6 mtr) | Hollow Iron 50x50x1.4 (6 mtr) | 2023-05-23 06:50:50 | 0 | btg | 228000 | 0000 | IDR | General | 0 | 0 | Material | N | N | N | ""
12036 | 111621-0000 | Besi Hollow 50x50x5 (6 mtr) | Hollow Iron 50x50x5 (6 mtr) | 2022-01-27 14:13:15 | 0 | btg | 0 | 0000 |  | General | 0 | 0 | Material | N | N | N | ""
12105 | 111633-0000 | Besi Hollow 50x50x6 (6 meter) | Hollow Iron 50x50x6 (6 meters) | 2022-06-27 15:40:47 | 0 | Pcs | 1171171.17 | 0000 | IDR | General | 0 | 0 | Material | N | N | N | ""
11743 | 111583-0000 | Besi HWF 100 x 100 x 6 x 8 (12 mtr) | HWF Iron 100 x 100 x 6 x 8 (12 mtr) | 2021-01-26 10:35:13 | 0 | btg | 2910780 | 0000 | IDR | General | 0 | 0 | Material | N | N | N | ""
11744 | 111584-0000 | Besi INP 100 x 50 x 5 x 7 (6 mtr) | Iron INP 100 x 50 x 5 x 7 (6 mtr) | 2021-01-26 10:37:58 | 0 | btg | 581818.19 | 0000 | IDR | General | 0 | 0 | Material | N | N | N | ""
9286 | 111294-0000 | Besi Siku | Iron elbow | 2014-06-03 09:38:09 | 0 | btg | 53000 | 0000 | IDR | General | 0 | 11513 | Material | N | N | N | ""
12423 | 211475-0000 | Besi Siku 40x40x4, L 6000 mm | Angle Iron 40x40x4, L 6000 mm | 2024-07-28 16:14:35 | 0 | Pcs | 186000 | 0000 | IDR | General | 0 | 0 | Material | N | N | N | ""
11793 | 211327-0000 | Besi Siku 50x5 | 50x5 Angle Iron | 2021-06-10 20:22:26 | 0 | btg | 355200 | 0000 | IDR | General | 0 | 0 | Material | N | N | N | ""
11792 | 211326-0000 | Besi Siku 60x6 | 60x6 Angle Iron | 2021-06-10 20:21:11 | 0 | btg | 359910 | 0000 | IDR | General | 0 | 0 | Material | N | N | N | ""
12285 | 211455-0000 | Besi Siku 65 x 65 x 6 HDG | Angle Iron 65 x 65 x 6 HDG | 2023-08-03 16:19:33 | 0 | Pcs | 0 | 0000 |  | General | 0 | 0 | Material | N | N | N | ""
11813 | 111606-0000 | Besi Siku Galvanis 40x40x5 | Galvanized Angle Iron 40x40x5 | 2021-07-08 13:25:16 | 0 | btg | 108000 | 0000 | IDR | General | 0 | 0 | Material | N | N | N | ""
10695 | 111445-0000 | Besi ulir 13 mm | 13 mm threaded iron | 2017-08-02 10:09:29 | 0 | btg | 103437.84 | 0000 | IDR | General | 0 | 0 | Material | N | N | N | ""
11534 | 111554-0000 | Besi ulir diameter 20mm | 20mm diameter threaded iron | 2019-10-21 18:20:23 | 0 | btg | 239700 | 0000 | IDR | General | 0 | 0 | Material | N | N | N | ""
11533 | 111553-0000 | Besi ulir diameter 25 mm | 25 mm diameter threaded iron | 2019-10-21 18:19:22 | 0 | btg | 527400 | 0000 | IDR | General | 0 | 0 | Material | N | N | N | ""
11797 | 111601-0000 | Besi UNP 100x50x5 mm | UNP Iron 100x50x5 mm | 2021-06-10 20:34:02 | 0 | btg | 405900 | 0000 | IDR | General | 0 | 0 | Material | N | N | N | ""
11543 | 111556-0000 | beton instan | instant concrete | 2019-11-04 17:22:00 | 0 | Zak | 41000 | 0000 | IDR | General | 0 | 0 | Material | N | N | N | ""
10894 | 129299-0000 | Beton K 175, concrete frame | K 175 concrete, concrete frame | 2017-08-04 16:50:13 | 0 | M3 | 0 | 0000 |  | General | 0 | 0 | Material | N | N | N | ""
12345 | 111662-0000 | Beton Readymix K 175 | Readymix Concrete K 175 | 2024-05-16 10:01:33 | 0 | m3 | 0 | 0000 |  | General | 0 | 0 | Material | N | N | N | ""
9986 | 111348-0000 | Beton Readymix K 225 | Readymix Concrete K 225 | 2015-09-01 10:36:56 | 0 | M3 | 1020000 | 0000 | IDR | General | 0 | 0 | Material | N | N | N | ""
11708 | 111579-0000 | Beton Readymix K 250 | Readymix Concrete K 250 | 2020-12-19 09:28:03 | 0 | M3 | 1544013.51 | 0000 | IDR | General | 0 | 0 | Material | N | N | N | ""
11961 | 111613-0000 | Beton Readymix K 300 | Readymix Concrete K 300 | 2021-10-26 19:52:05 | 0 | M3 | 1065000 | 0000 | IDR | General | 0 | 0 | Material | N | N | N | ""
12844 | 111719-0000 | Beton Readymix K 600 | Readymix Concrete K 600 | 2025-12-11 12:02:51 | 0 | M3 | 1300000 | 0000 | IDR | General | 0 | 0 | Material | N | N | N | ""
11707 | 111578-0000 | Beton Readymix K100 | Readymix Concrete K100 | 2020-12-19 09:26:32 | 0 | M3 | 1323882.88 | 0000 | IDR | General | 0 | 0 | Material | N | N | N | ""
12691 | 111691-0000 | Beton Readymix K450 | Readymix Concrete K450 | 2025-07-29 11:49:35 | 0 | M3 | 0 | 0000 |  | General | 0 | 0 | Material | N | N | N | ""
12692 | 111692-0000 | Beton Readymix K500 | Readymix Concrete K500 | 2025-07-29 11:50:40 | 0 | M3 | 1486487 | 0000 | IDR | General | 0 | 0 | Material | N | N | N | ""
10999 | 129328-0000 | Biaya air dan Listrik | Water and electricity costs | 2017-10-06 16:03:50 | 0 | Ls | 324710 | 0000 | IDR | General | 0 | 0 | Material | N | N | N | ""
9170 | 820037-0000; 820053-0000; 820045-0000 | Biaya aktifitas kantor lain2 | Other office activity costs | 2014-04-22 14:44:56 | 0 | Yr | 0 | 0000 | IDR | General | 0 | 11313 | Material | N | N | N | ""
11802 | 521015-0000 | Biaya IMB | IMB Fee | 2021-06-11 17:19:20 | 0 | Ls | 0 | 0000 |  | General | 0 | 0 | Material | N | N | N | ""
8463 | 129020-0000 | Biaya Koordinasi & Operasional Lapangan | Field Coordination & Operational Costs | 2013-09-16 14:37:05 | 0 | Ls | 37500000 | 0000 | IDR | General | 18740300 | 11455 | Material | N | N | N | ""
9169 | 820036-0000; 820044-0000; 820052-0000 | Biaya Koordinasi P3 (Tahun Pertama) | P3 Coordination Fee | 2014-04-22 14:44:21 | 0 | Yr | 0 | 0000 | IDR | General | 0 | 11313 | Material | N | N | N | ""
9187 | 820054-0000; 820055-0000; 820056-0000 | Biaya Mobilisasi (Tahun Pertama) | Mobilization Costs | 2014-04-22 15:01:34 | 0 | Yr | 0 | 0000 | IDR | General | 0 | 11313 | Material | N | N | N | ""
12714 | 820144-0000 | Biaya Pemasangan Passenger Hoist Cap 2 Ton | Passenger Hoist Cap 2 Ton Installation Cost | 2025-09-09 16:42:21 | 0 | Set | 0 | 0000 |  | General | 0 | 0 | Material | N | N | N | ""
9318 | 323042-0000 | Biaya pengurusan SLO | SLO administration fees | 2014-06-11 14:49:24 | 0 | Ls | 0 | 0000 | IDR | General | 0 | 11683 | Material | N | N | N | ""
9317 | 323041-0000 | Biaya Pengurusan SPJBTL dan STO PLN | PLN SPJBTL and STO Administration Fees | 2014-06-11 14:48:40 | 0 | Ls | 0 | 0000 | IDR | General | 0 | 11683 | Material | N | N | N | ""
9316 | 323040-0000 | Biaya Penyambungan (BP) PLN | PLN Connection Fee (BP) | 2014-06-13 11:26:35 | 0 | KVA | 1415094 | 0000 | IDR | General | 2056400 | 11683 | Material | N | N | N | ""
9326 | 323045-0000 | Biaya Penyambungan (BP) PLN | PLN Connection Fee (BP) | 2014-06-13 11:27:53 | 0 | VA | 775 | 0000 | IDR | General | 775 | 0 | Material | N | N | N | ""
9160 | 820029-0000 | Biaya Peralatan | Equipment Costs | 2014-04-22 14:25:20 | 0 | Yr | 2950000 | 0000 | IDR | General | 2500000 | 11313 | Material | N | N | N | ""
10376 | 211099-0000 | Biaya PPN IMPORT DUTY (reimbursement) | Import Duty VAT Fee (reimbursement) | 2016-09-27 16:27:51 | 0 | Ls | 0 | 0000 |  | General | 0 | 0 | Material | N | N | N | ""
9158 | 820028-0000 | Biaya Tenaga Kerja | Labor costs | 2014-04-22 14:14:45 | 0 | Mth | 28500000 | 0000 | IDR | General | 1900000 | 11313 | Material | N | N | N | ""
9233 | 720013-0000 | Biaya Tiket Pesawat | Airline Ticket Costs | 2014-05-13 10:55:55 | 0 | ea | 1300000 | 0000 | IDR | General | 4360300 | 11558 | Material | N | N | N | ""
9325 | 323044-0000 | Biaya UJL PLN | PLN UJL Fees | 2014-06-13 11:10:04 | 0 | VA | 165 | 0000 | IDR | General | 165 | 0 | Material | N | N | N | ""
10345 | 221040-0000 | Biaya Unloading di Drop Zone | Unloading Fee at Drop Zone | 2016-09-15 17:10:58 | 0 | Kg | 80 | 0000 | IDR | General | 0 | 0 | Material | N | N | N | ""
10428 | 810028-0000 | Binder / Bantex Bambi 1170M | Binder / Bantex Bambi 1170M | 2016-11-24 09:26:39 | 0 | Pcs | 32500 | 0000 | IDR | General | 0 | 0 | Material | N | N | N | ""
10272 | 611088-0000 | Binder / Bantex Insert 8552 mm A4 | Binder / Bantex Insert 8552 mm A4 | 2016-07-29 13:34:34 | 0 | Pcs | 36300 | 0000 | IDR | General | 0 | 0 | Material | N | N | N | ""
10425 | 810025-0000 | Binder / Bantex Insert 8562 mm A4 | Binder / Bantex Insert 8562 mm A4 | 2016-11-24 09:23:23 | 0 | Pcs | 48000 | 0000 | IDR | General | 0 | 0 | Material | N | N | N | ""
11228 | 810079-0000 | bingkai foto | photo frame | 2018-12-11 14:24:24 | 0 | Pcs | 70000 | 0000 | IDR | General | 0 | 0 | Material | N | N | N | ""
11016 | 110001-FLUK | Bla bla | Blah blah | 2017-10-30 09:21:40 | 0 | Gr | 0 | FLUK |  | FLUKE | 0 | 0 | Material | N | N | N | ""
11529 | 313498-0000 | Body sub assy | Body sub assembly | 2019-09-23 21:12:45 | 0 | Pcs | 558888 | 0000 | IDR | General | 0 | 0 | Material | N | N | N | ""
9240 | 611025-0000 | Body Vest | Body Vest | 2014-05-16 10:57:27 | 0 | Pcs | 52250 | 0000 | IDR | General | 52250 | 11558 | Material | N | N | N | ""
10638 | 610001-BMST | BOHRMASTER Magnetic Drilling Machine 35 mm | BOHRMASTER Magnetic Drilling Machine 35 mm | 2017-06-07 08:46:09 | 0 | Unit | 9178312.5 | BMST | IDR | BOHRMASTER | 0 | 0 | Material | N | N | N | ""
11597 | 211288-0000 | BOLT & NUT 12x35 HEX 8.8 (Incl 1 FLAT WASHER , 1 SPRING WASHER) | BOLT & NUT 12x35 HEX 8.8 (Incl. 1 FLAT WASHER, 1 SPRING WASHER) | 2020-04-05 17:47:28 | 0 | Pcs | 2510 | 0000 | IDR | General | 0 | 0 | Material | N | N | N | ""
11593 | 211284-0000 | BOLT & NUT 12x40 HEX 8.8 (Incl 1 FLAT WASHER, 1 SPRING WASHER) | BOLT & NUT 12x40 HEX 8.8 (Incl 1 FLAT WASHER, 1 SPRING WASHER) | 2020-04-05 16:09:39 | 0 | Pcs | 2840 | 0000 | IDR | General | 0 | 0 | Material | N | N | N | ""
11594 | 211285-0000 | BOLT & NUT 12x45 HEX 8.8 (Incl 1 FLAT WASHER , 1 SPRING WASHER) | BOLT & NUT 12x45 HEX 8.8 (Incl. 1 FLAT WASHER , 1 SPRING WASHER) | 2020-04-05 16:10:47 | 0 | Pcs | 2960 | 0000 | IDR | General | 0 | 0 | Material | N | N | N | ""
11595 | 211286-0000 | BOLT & NUT 12x55 HEX 8.8 (Incl 1 FLAT WASHER , 1 SPRING WASHER) | BOLT & NUT 12x55 HEX 8.8 (Incl. 1 FLAT WASHER , 1 SPRING WASHER) | 2020-04-05 16:11:28 | 0 | Pcs | 3445 | 0000 | IDR | General | 0 | 0 | Material | N | N | N | ""
12785 | 111707-0000 | BOLT & NUT 13x100 HEX 8.8 (Incl 1 FLAT WASHER , 1 SPRING WASHER) | BOLT & NUT 13x100 HEX 8.8 (Incl. 1 FLAT WASHER , 1 SPRING WASHER) | 2025-11-22 22:47:28 | 0 | Pcs | 0 | 0000 |  | General | 0 | 0 | Material | N | N | N | ""
11598 | 211289-0000 | BOLT & NUT 16x45 HEX 8.8 (Incl 1 FLAT WASHER , 1 SPRING WASHER) | BOLT & NUT 16x45 HEX 8.8 (Incl. 1 FLAT WASHER , 1 SPRING WASHER) | 2020-04-05 17:47:55 | 0 | Pcs | 5695 | 0000 | IDR | General | 0 | 0 | Material | N | N | N | ""
11599 | 211290-0000 | BOLT & NUT 16x50 HEX 8.8 (Incl 1 FLAT WASHER , 1 SPRING WASHER) | BOLT & NUT 16x50 HEX 8.8 (Incl. 1 FLAT WASHER , 1 SPRING WASHER) | 2020-04-05 17:48:12 | 0 | Pcs | 6070 | 0000 | IDR | General | 0 | 0 | Material | N | N | N | ""
11600 | 211291-0000 | BOLT & NUT 16x55 HEX 8.8 (Incl 1 FLAT WASHER , 1 SPRING WASHER) | BOLT & NUT 16x55 HEX 8.8 (Incl. 1 FLAT WASHER , 1 SPRING WASHER) | 2020-04-05 17:48:29 | 0 | Pcs | 6370 | 0000 | IDR | General | 0 | 0 | Material | N | N | N | ""
9448 | 211059-0000 | Bolt & Nut 17x40mm - SS | Bolt & Nut 17x40mm - SS | 2014-09-02 12:59:07 | 0 | Pcs | 28135 | 0000 | IDR | General | 0 | 11694 | Material | N | N | N | ""
11596 | 211287-0000 | BOLT & NUT 20x90 HEX 8.8 (Incl 1 FLAT WASHER , 1 SPRING WASHER) | BOLT & NUT 20x90 HEX 8.8 (Incl. 1 FLAT WASHER , 1 SPRING WASHER) | 2020-04-05 16:12:09 | 0 | Pcs | 13410 | 0000 | IDR | General | 0 | 0 | Material | N | N | N | ""
11601 | 211292-0000 | BOLT & NUT 20x95 HEX 8.8 (Incl 1 FLAT WASHER , 1 SPRING WASHER) | BOLT & NUT 20x95 HEX 8.8 (Incl. 1 FLAT WASHER , 1 SPRING WASHER) | 2020-04-05 19:08:50 | 0 | Pcs | 16095 | 0000 | IDR | General | 0 | 0 | Material | N | N | N | ""
9447 | 211058-0000 | Bolt & Nut M10 - SS | Bolt & Nut M10 - SS | 2014-09-02 12:56:47 | 0 | Pcs | 26485 | 0000 | IDR | General | 4500 | 11694 | Material | N | N | N | ""
4683 | 1003070 | Bolt & Nut M12 x 35mm | Bolt & Nut M12 x 35mm |  | 0 | Set | 2728 | "" | IDR | "" | 0 | 0 | Material | N | Y | N | ""
9426 | 211052-0000 | Bolt & Nut M8 | Bolt & Nut M8 | 2014-09-02 09:49:15 | 0 | Pcs | 1645 | 0000 | IDR | General | 0 | 11694 | Material | N | N | N | ""
11025 | 111477-0000 | Bolt and Clamp for BRC | Bolt and Clamp for BRC | 2017-11-01 09:00:14 | 0 | Pcs | 1000 | 0000 | IDR | General | 0 | 0 | Material | N | N | N | ""
11234 | 211186-0000 | Bolt and nut 8.8 complete plain washer and ring washer | Bolt and nut 8.8 complete plain washer and ring washer | 2019-01-08 17:42:52 | 0 | Set | 3750 | 0000 | IDR | General | 0 | 0 | Material | N | N | N | ""
11877 | 211355-0000 | Bolt M24x3x210 HH MTRC 8.8 Galv | Bolt M24x3x210 HH MTRC 8.8 Galv | 2021-09-23 19:33:05 | 0 | Pcs | 123003 | 0000 | IDR | General | 0 | 0 | Material | N | N | N | ""
11878 | 211356-0000 | Bolt M24x3x80 HH MTRC 8.8 Galv | Bolt M24x3x80 HH MTRC 8.8 Galv | 2021-09-23 19:34:28 | 0 | Pcs | 26245 | 0000 | IDR | General | 0 | 0 | Material | N | N | N | ""
11896 | 211373-0000 | Bolts for Post Insulator | Bolts for Post Insulator | 2021-09-23 21:02:56 | 0 | Pcs | 0 | 0000 |  | General | 0 | 0 | Material | N | N | N | ""
11714 | 111580-0000 | Bonding Agent | Bonding Agent | 2020-12-24 15:42:26 | 0 | Pcs | 0 | 0000 |  | General | 0 | 0 | Material | N | N | N | ""
8184 | 820010-0000 | Bonds/Jaminan Asuransi | Bonds/Insurance Guarantees | 2013-07-11 10:29:53 | 0 | Ls | 5239000 | 0000 | IDR | General | 14907895 | 9982 | Material | N | N | N | ""
12080 | 611292-0000 | Bor Beton | Concrete Drill | 2022-02-13 19:21:27 | 0 | Pcs | 250000 | 0000 | IDR | General | 0 | 0 | Material | N | N | N | ""
12613 | 611343-0000 | Bor Impact Wrench 500 NM | 500 NM Impact Wrench Drill | 2025-03-11 17:04:37 | 0 | Pcs | 444316.66 | 0000 | IDR | General | 0 | 0 | Material | N | N | N | ""
11353 | 611128-0000 | Bor Magnet Merek Leopard 28ww | Leopard 28ww Magnetic Drill | 2019-04-18 10:25:06 | 0 | Pcs | 3250000 | 0000 | IDR | General | 0 | 0 | Material | N | N | N | ""
11344 | 129355-0000 | Boring manual HDPE Dia.50mm | Manual boring HDPE Dia.50mm | 2019-04-01 15:38:12 | 0 | Mtr | 30314.83 | 0000 | IDR | General | 0 | 0 | Material | N | N | N | ""
12040 | 111625-0000 | Bouvenlight 70 x 52 | Bouvenlight 70 x 52 | 2022-01-27 14:42:05 | 0 | Set | 500000 | 0000 | IDR | General | 0 | 0 | Material | N | N | N | ""
9698 | 129120-0000 | Bouwplank | Bouwplank | 2015-02-02 18:45:33 | 0 | Mtr | 65760 | 0000 | IDR | General | 65750 | 12502 | Material | N | N | N | ""
10404 | 313253-0000 | Bow Shackle 120 kN | Bow Shackle 120 kN | 2016-11-23 14:37:32 | 0 | Pcs | 122000 | 0000 | IDR | General | 0 | 13387 | Material | N | N | N | ""
10403 | 313252-0000 | Bow Shackle 210 kN | Bow Shackle 210 kN | 2016-11-23 14:37:16 | 0 | Pcs | 348000 | 0000 | IDR | General | 0 | 13387 | Material | N | N | N | ""
11521 | 313490-0000 | Bow Shackle 210kN | Bow Shackle 210kN | 2019-09-23 21:01:44 | 0 | Pcs | 176000 | 0000 | IDR | General | 0 | 0 | Material | N | N | N | ""
12655 | 313752-0000 | Box Marshalling Kiosk For Line Bay, Dim 1mx1.55mx0.5m, IP 54 | Box Marshalling Kiosk For Line Bay, Dim 1mx1.55mx0.5m, IP 54 | 2025-06-19 19:38:24 | 0 | Unit | 12000000 | 0000 | IDR | General | 0 | 0 | Material | N | N | N | ""
7649 | 310043-0000 | Box MCB | MCB Box |  | 0 | Pcs | 88500 | Gener | IDR | "" | 0 | 0 | Material | N | N | N
9218 | 313056-0000 | Box Panel uk. 30 x 40 x 15 cm | Panel Box size 30 x 40 x 15 cm | 2014-05-12 11:01:20 | 0 | Pcs | 220000 | 0000 | IDR | General | 0 | 0 | Material | N | N | N | ""
9593 | 820066-0000 | BPJS Kesehatan | BPJS Health | 2015-01-09 14:27:32 | 0 | Ls | 15933300 | 0000 | IDR | General | 0 | 12578 | Material | N | N | N | ""
10021 | 820085-0000 | BPJS Kesehatan (IMD) | BPJS Health (IMD) | 2015-10-08 09:27:21 | 0 | Ls | 3109320 | 0000 | IDR | General | 0 | 0 | Material | N | N | N | ""
10017 | 820081-0000 | BPJS Kesehatan (QDC) | BPJS Health (QDC) | 2015-10-08 09:21:10 | 0 | Ls | 19640116 | 0000 | IDR | General | 0 | 0 | Material | N | N | N | ""
10022 | 820086-0000 | BPJS Ketenagakerjaan (IMD) | BPJS Employment (IMD) | 2015-10-08 09:28:38 | 0 | Ls | 0 | 0000 |  | General | 0 | 0 | Material | N | N | N | ""
10016 | 820080-0000 | BPJS Ketenagakerjaan (QDC) | BPJS Employment (QDC) | 2015-10-08 09:19:36 | 0 | Ls | 28601055 | 0000 | IDR | General | 0 | 0 | Material | N | N | N | ""
11864 | 611210-0000 | Bracket dia. 38x75 cm | Bracket diameter 38x75 cm | 2021-09-19 15:39:45 | 0 | Unit | 4750000 | 0000 | IDR | General | 0 | 0 | Material | N | N | N | ""
9422 | 413086-0000 | Bracket Splitter | Splitter Bracket | 2016-02-09 15:35:01 | 0 | Pcs | 77272.73 | 0000 | IDR | General | 9000 | 13820 | Material | N | N | N | ""
10134 | 313221-0000 | Bracket STB | STB Bracket | 2016-08-11 09:56:45 | 0 | Pcs | 26000 | 0000 | IDR | General | 26000 | 13121 | Material | N | N | N | ""
11614 | 211301-0000 | Bracket TV - Multi | TV Bracket - Multi | 2020-04-07 18:28:13 | 0 | Pcs | 2059000 | 0000 | IDR | General | 0 | 0 | Material | N | N | N | ""
11615 | 211302-0000 | Bracket TV - Single | TV Bracket - Single | 2020-04-07 18:28:57 | 0 | Pcs | 197297.3 | 0000 | IDR | General | 0 | 0 | Material | N | N | N | ""
9702 | 111332-0000 | BRC 1.20 m height including pole, bolt and accessories | BRC 1.20 m height including pole, bolt and accessories | 2015-02-02 18:49:10 | 0 | Mtr | 1085000 | 0000 | IDR | General | 0 | 12502 | Material | N | N | N | ""
11815 | 221052-0000 | Bubut | Lathe | 2021-07-14 16:11:56 | 0 | Ls | 100000 | 0000 | IDR | General | 0 | 0 | Material | N | N | N | ""
12632 | 323235-0000; 221062-0000 | Bubut Lubang Dies | Die Hole Lathe | 2025-04-28 17:37:42 | 0 | Pcs | 0 | 0000 |  | General | 0 | 0 | Material | N | N | N | ""
9803 | 211078-0000 | Bucket Excavator | Bucket Excavator | 2015-02-13 14:49:48 | 0 | Pcs | 15000000 | 0000 | IDR | General | 15000000 | 12502 | Material | N | N | N | ""
11448 | 111528-0000 | buis beton | concrete pipes | 2019-07-31 14:37:58 | 0 | Pcs | 200000 | 0000 | IDR | General | 0 | 0 | Material | N | N | N | ""
9942 | 810008-0000 | Buka puasa bersama | breaking the fast together | 2015-06-29 16:14:53 | 0 | Ls | 0 | 0000 |  | General | 0 | 13327 | Material | N | Y | N | ""
11569 | 810107-0000 | buku catatan | notebook | 2019-11-26 15:23:37 | 0 | Pcs | 7500 | 0000 | IDR | General | 0 | 0 | Material | N | N | N | ""
11568 | 810106-0000 | buku panduan P3K | first aid manual | 2019-11-26 15:22:36 | 0 | Pcs | 20000 | 0000 | IDR | General | 0 | 0 | Material | N | N | N | ""
8699 | 413049-0000 | Buldog Grip 12 mm | Bulldog Grip 12 mm | 2015-12-21 09:05:17 | 0 | ea | 7159.09 | 0000 | IDR | General | 6000 | 13984 | Material | N | N | N | ""
10061 | 211094-0000 | Buldog Grip 13 mm | Bulldog Grip 13 mm | 2016-01-04 09:57:17 | 0 | Pcs | 7500 | 0000 | IDR | General | 7500 | 13640 | Material | N | N | N | ""
11693 | 211317-0000 | Buldog Grip 22 mm | Bulldog Grip 22 mm | 2020-11-02 20:18:03 | 0 | Pcs | 14700 | 0000 | IDR | General | 0 | 0 | Material | N | N | N | ""
8708 | 211030-0000 | Buldog Grip 5/8 | Bulldog Grip 5/8 | 2013-10-22 10:53:33 | 0 | ea | 9000 | 0000 | IDR | General | 9000 | 11366 | Material | N | N | N | ""
8258 | 111020-0000 | Buldog Grip Diameter 10 mm | Bulldog Grip Diameter 10 mm | 2015-10-21 15:57:22 | 0 | Mtr | 4500 | 0000 | IDR | General | 7000 | 13665 | Material | N | N | N | ""
10382 | 413188-0000 | Buldog Grip M12 | Bulldog Grip M12 | 2016-10-14 12:57:15 | 0 | ea | 0 | 0000 |  | General | 0 | 0 | Material | N | N | N | ""
9598 | 413122-0000 | Buldog Grip M16 | Bulldog Grip M16 | 2015-01-26 09:49:09 | 0 | ea | 14568 | 0000 | IDR | General | 0 | 12510 | Material | N | N | N | ""
11007 | 413199-0000 | Buldog Grip M19 | Bulldog Grip M19 | 2017-10-18 10:50:13 | 0 | Pcs | 9100 | 0000 | IDR | General | 0 | 12000 | Material | N | N | N | ""
8698 | 413048-0000 | Buldog Grip M8 | Bulldog Grip M8 | 2015-08-27 14:12:09 | 0 | ea | 1000 | 0000 | IDR | General | 0 | 13904 | Material | N | N | N | ""
9230 | 313068-0000 | Bus Bar 0 | Bus Bar 0 | 2014-05-12 11:29:48 | 0 | Pcs | 0 | 0000 | IDR | General | 0 | 0 | Material | N | N | N | ""
9229 | 313067-0000 | Bus Bar 3 phase (complete) | 3-phase bus bar (complete) | 2017-03-30 11:11:20 | 0 | Pcs | 0 | 0000 | IDR | General | 90000 | 13322 | Material | N | N | N | ""
9091 | 313048-0000 | Bus Bar 300 x 100 x 10 (Cu) & Isolator Keramik 40 x 50 ( 2R,14 Holes) | Bus Bar 300 x 100 x 10 (Cu) & Ceramic Insulator 40 x 50 (2R,14 Holes) | 2014-03-14 16:08:49 | 0 | Pcs | 385000 | 0000 | IDR | General | 345000 | 11633 | Material | N | N | Y | ""
10842 | 111462-0000 | BUS COUPLER BAY150kV CB Steel Support | BUS COUPLER BAY150kV CB Steel Support | 2017-08-04 10:37:16 | 0 | Set | 0 | 0000 |  | General | 0 | 0 | Material | N | N | N | ""
10845 | 111465-0000 | BUS COUPLER BAY150kV CT Steel Support | BUS COUPLER BAY150kV CT Steel Support | 2017-08-04 10:41:30 | 0 | Set | 0 | 0000 |  | General | 0 | 0 | Material | N | N | N | ""
10843 | 111463-0000 | BUS COUPLER BAY150kV DS Steel Support | BUS COUPLER BAY150kV DS Steel Support | 2017-08-04 10:38:13 | 0 | Set | 0 | 0000 |  | General | 0 | 0 | Material | N | N | N | ""
10834 | 313308-0000 | BUS COUPLER BAY150kV Post Insulator as per-TPG. | BUS COUPLER BAY150kV Post Insulator as per-TPG. | 2017-08-04 10:16:57 | 0 | Set | 0 | 0000 |  | General | 0 | 0 | Material | N | N | N | ""
10850 | 111466-0000 | BUS COUPLER BAY150kV Post Insulator Steel Support | BUS COUPLER BAY150kV Post Insulator Steel Support | 2017-08-04 10:57:08 | 0 | Pcs | 0 | 0000 |  | General | 0 | 0 | Material | N | N | N | ""
10835 | 313309-0000 | BUS COUPLER BAY150kV Single phase Current Transformer | BUS COUPLER BAY150kV Single phase Current Transformer | 2017-08-04 10:23:18 | 0 | Pcs | 81592000 | 0000 | IDR | General | 0 | 0 | Material | N | N | N | ""
10846 | 313313-0000 | BUS COUPLER BAY150kV Single phase Current Transformer comprising | BUS COUPLER BAY150kV Single phase Current Transformer consisting | 2017-08-04 10:42:15 | 0 | Pcs | 79552000 | 0000 | IDR | General | 0 | 0 | Material | N | N | N | ""
10833 | 313307-0000 | BUS COUPLER BAY150kV Three phase Busbar Disconnector with 3 phase motorized | BUS COUPLER BAY150kV Three phase Busbar Disconnector with 3 phase motorized | 2017-08-04 10:13:27 | 0 | Pcs | 129102000 | 0000 | IDR | General | 0 | 0 | Material | N | N | N | ""
10832 | 313306-0000 | BUS COUPLER BAY150kV Three phase Circuit Breaker (1x3-phases) | BUS COUPLER BAY150kV Three phase Circuit Breaker (1x3-phases) | 2017-08-04 10:02:59 | 0 | Set | 474252000 | 0000 | IDR | General | 0 | 0 | Material | N | N | N | ""
12682 | 313758-0000 | Bus Riser Cubicle For 20 kV Switchgears | Bus Riser Cubicle For 20 kV Switchgears | 2025-07-10 10:52:06 | 0 | Set | 209000000 | 0000 | IDR | General | 0 | 0 | Material | N | N | N | ""
11251 | 211201-0000 | Bus support clamp for 1xAAAC 630SQmm to 5 inchi BCD | Bus support clamp for 1xAAAC 630SQmm to 5 inch BCD | 2019-02-11 13:48:38 | 0 | Pcs | 16622 | 0000 | KRW | General | 0 | 14049 | Material | N | N | N | ""
11250 | 211200-0000 | Bus support clamp for 2xAAC Lupine 1267SQmm to 5 inchi BCD | Bus support clamp for 2xAAC Lupine 1267SQmm to 5 inch BCD | 2019-02-11 13:47:30 | 0 | Pcs | 28.18 | 0000 | USD | General | 0 | 14049 | Material | N | N | N | ""
11768 | 111594-0000 | Busa 1 m x 2 m x 1 cm | Foam 1 m x 2 m x 1 cm | 2021-02-16 11:14:33 | 0 | Pcs | 24000 | 0000 | IDR | General | 0 | 0 | Material | N | N | N | ""
7652 | 310046-0000 | Busbar 300x100x10 mm | Busbar 300x100x10 mm |  | 0 | Pcs | 345000 | Gener | IDR | "" | 345000 | 0 | Material | N | N | N
7654 | 310048-0000 | Busbar 300x100x15 mm | Busbar 300x100x15 mm |  | 0 | Pcs | 0 | Gener | "" | "" | 0 | 0 | Material | N | N | N
7653 | 310047-0000 | Busbar 300x50x5 mm | Busbar 300x50x5 mm |  | 0 | Pcs | 450000 | Gener | IDR | "" | 0 | 0 | Material | N | N | N
9254 | 31002001 | Busbar 3x25x190mm | Busbar 3x25x190mm | 2014-05-20 15:42:50 | 0 | PCS | 120000 | 00 | IDR | N_Brand | 0 | 11544 | Material | N | Y | N | ""
11655 | 313523-0000 | Busbar 4000x100x10 mm | Busbar 4000x100x10 mm | 2020-08-26 09:34:12 | 0 | Pcs | 4500000 | 0000 | IDR | General | 0 | 0 | Material | N | N | N | ""
7651 | 310045-0000 | Busbar 500x100x10 mm | Busbar 500x100x10 mm | 2015-10-21 15:58:11 | 0 | Pcs | 0 | Gener | "" | "" | 75000 | 13665 | Material | N | N | N
12552 | 313703-0000 | Busbar Copper Tebal 5 mm x Lebar 25 mm | Copper Busbar 5 mm Thick x 25 mm Wide | 2024-12-27 17:21:12 | 0 | Mtr | 278833.33 | 0000 | IDR | General | 0 | 0 | Material | N | N | N | ""
12763 | 313792-0000 | Busbar Protection Cubicle 150 kV (Low Impedance System) | Busbar Protection Cubicle 150 kV (Low Impedance System) | 2025-11-08 14:18:33 | 0 | Set | 290140000 | 0000 | IDR | General | 0 | 0 | Material | N | N | N | ""
7655 | 310049-0000 | Busbar rectifier | Busbar rectifier |  | 0 | Pcs | 0 | Gener | "" | "" | 0 | 0 | Material | N | N | N
10517 | 810036-0000 | Business File A4 | Business File A4 | 2017-01-31 10:03:37 | 0 | Pcs | 48000 | 0000 | IDR | General | 0 | 0 | Material | N | N | N | ""
10478 | 610010-DNFG | Bv Winch 3 T, Drum Diam. 230 Mm , 30/5.7 Kn | Bv Winch 3 T, Silent Drum. 230 Mm, 30/5.7 Kn | 2016-12-21 21:34:56 | 0 | Set | 7500000 | DNFG | IDR | Dong Fang | 0 | 0 | Material | N | N | N | ""
146 | 1000142 | Cabel Tray - Elbow W150 | Cable Tray - Elbow W150 |  | 0 | ea | 213063 | "" | IDR | "" | 95000 | 0 | Material | N | Y | N
152 | 1000148 | Cabel Tray W150 x L3000 | Cable Tray W150 x L3000 |  | 0 | ea | 460810 | "" | IDR | "" | 196920 | 0 | Material | N | Y | N
7613 | 310007-0000 | Cable AAC 35 sqmm | AAC cable 35 sqmm |  | 0 | Mtr | 0 | Gener | "" | "" | 0 | 0 | Material | N | N | N
7612 | 310006-0000 | Cable AAC 50 sqmm | 50 sqmm AAC cable |  | 0 | Mtr | 0 | Gener | "" | "" | 0 | 0 | Material | N | N | N
7611 | 310005-0000 | Cable AAC 70 sqmm | AAC cable 70 sqmm | 2015-06-03 14:12:09 | 0 | Mtr | 700000 | Gener | IDR | "" | 0 | 13217 | Material | N | N | N
7637 | 310031-0000 | Cable Alarm 10 pair | 10 pair alarm cable |  | 0 | Mtr | 0 | Gener | "" | "" | 0 | 0 | Material | N | N | N
8380 | 311009-0000 | Cable BC 16 sqmm | Cable BC 16 sqmm | 2013-08-20 11:01:12 | 0 | Mtr | 14000 | 0000 | IDR | General | 14000 | 10301 | Material | N | N | N | ""
9552 | 313098-0000 | Cable BC 25 mm | Cable BC 25 mm | 2014-11-20 17:22:53 | 0 | Mtr | 0 | 0000 | IDR | General | 0 | 12148 | Material | N | N | N | ""
7610 | 310004-0000 | Cable BC 50 sqmm | Cable BC 50 sqmm | 2017-05-24 16:30:20 | 0 | Mtr | 73272.73 | Gener | IDR | "" | 50000 | 13323 | Material | N | N | N
7609 | 310003-0000 | Cable BC 70 sqmm | Cable BC 70 sqmm |  | 0 | Mtr | 1200000 | Gener | IDR | "" | 0 | 0 | Material | N | N | N
8458 | 311010-0000 | Cable BCC 25mm | BCC 25mm Cable | 2013-09-16 14:26:24 | 0 | Mtr | 25000 | 0000 | IDR | General | 25000 | 11455 | Material | N | N | N | ""
7608 | 310002-0000 | Cable BCC 35 sqmm | Cable BCC 35 sqmm |  | 0 | Mtr | 45000 | Gener | IDR | "" | 0 | 0 | Material | N | N | N
7607 | 310001-0000 | Cable BCC 50 sqmm | Cable BCC 50 sqmm |  | 0 | Mtr | 84970 | Gener | IDR | "" | 50500 | 0 | Material | N | N | N
12068 | 313563-0000 | cable conduit | cable conduit | 2022-01-27 16:22:42 | 0 | btg | 12000 | 0000 | IDR | General | 0 | 0 | Material | N | N | N | ""
12676 | 611345-0000 | Cable Data USB For Total Station | USB Data Cable For Total Station | 2025-07-05 12:52:21 | 0 | Set | 0 | 0000 |  | General | 0 | 0 | Material | N | N | N | ""
12549 | 313700-0000 | Cable Duct 100 mm x 100 mm - 2 Mtr | Cable Duct 100 mm x 100 mm - 2 Mtr | 2024-12-27 17:07:36 | 0 | Mtr | 171925 | 0000 | IDR | General | 0 | 0 | Material | N | N | N | ""
12551 | 313702-0000 | Cable Duct 40 mm x 100 mm - 2 Mtr | Cable Duct 40 mm x 100 mm - 2 Mtr | 2024-12-27 17:15:35 | 0 | btg | 139444 | 0000 | IDR | General | 0 | 0 | Material | N | N | N | ""
12550 | 313701-0000 | Cable Duct 70 mm x 100 mm - 2 Mtr | Cable Duct 70 mm x 100 mm - 2 Mtr | 2024-12-27 17:11:14 | 0 | btg | 257550 | 0000 | IDR | General | 0 | 0 | Material | N | N | N | ""
10080 | 313216-0000 | Cable duct type TC-2 | Cable duct type TC-2 | 2015-11-30 15:20:08 | 0 | Mtr | 82250 | 0000 | IDR | General | 0 | 0 | Material | N | N | N | ""
12065 | 313560-0000 | Cable Gland Metal 1 Armoured cable | Cable Gland Metal 1 Armored cable | 2022-01-27 16:15:56 | 0 | Pcs | 0 | 0000 |  | General | 0 | 0 | Material | N | N | N | ""
12066 | 313561-0000 | Cable Gland Metal 2.5 Armoured cable | Cable Gland Metal 2.5 Armored cable | 2022-01-27 16:17:08 | 0 | Pcs | 0 | 0000 |  | General | 0 | 0 | Material | N | N | N | ""
11327 | 313460-0000 | Cable Gland Metal M25, 13-18 MM | Cable Gland Metal M25, 13-18 MM | 2019-03-26 14:04:55 | 0 | Pcs | 38000 | 0000 | IDR | General | 0 | 0 | Material | N | N | N | ""
11328 | 313461-0000 | Cable Gland Metal M32, 18-25 MM | Cable Gland Metal M32, 18-25 MM | 2019-03-26 14:05:46 | 0 | Pcs | 230000 | 0000 | IDR | General | 0 | 0 | Material | N | N | N | ""
11329 | 313462-0000 | Cable Gland Metal M40, 22-32 MM | Cable Gland Metal M40, 22-32 MM | 2019-03-26 14:06:48 | 0 | Pcs | 97000 | 0000 | IDR | General | 0 | 0 | Material | N | N | N | ""
11324 | 313457-0000 | Cable Gland Plastic M25, 13-18 MM | Cable Gland Plastic M25, 13-18 MM | 2019-03-26 14:02:14 | 0 | Pcs | 7000 | 0000 | IDR | General | 0 | 0 | Material | N | N | N | ""
11325 | 313458-0000 | Cable Gland Plastic M32, 18-25 MM | Cable Gland Plastic M32, 18-25 MM | 2019-03-26 14:03:12 | 0 | Pcs | 7500 | 0000 | IDR | General | 0 | 0 | Material | N | N | N | ""
11326 | 313459-0000 | Cable Gland Plastic M40, 22-32 MM | Cable Gland Plastic M40, 22-32 MM | 2019-03-26 14:04:04 | 0 | Pcs | 16000 | 0000 | IDR | General | 0 | 0 | Material | N | N | N | ""
12141 | 313573-0000 | Cable Gland SS316/SS304 M25 | Cable Gland SS316/SS304 M25 | 2022-08-19 15:42:24 | 0 | Pcs | 0 | 0000 |  | General | 0 | 0 | Material | N | N | N | ""
12142 | 313574-0000 | Cable Gland SS3166/SS304 M20 | Cable Gland SS3166/SS304 M20 | 2022-08-19 15:45:11 | 0 | Pcs | 0 | 0000 |  | General | 0 | 0 | Material | N | N | N | ""
12143 | 313575-0000 | Cable Gland SS3166/SS304 M32 | Cable Gland SS3166/SS304 M32 | 2022-08-19 15:46:39 | 0 | Pcs | 0 | 0000 |  | General | 0 | 0 | Material | N | N | N | ""
12144 | 313576-0000 | Cable Gland SS3166/SS304 M40 | Cable Gland SS3166/SS304 M40 | 2022-08-19 15:49:08 | 0 | Pcs | 0 | 0000 |  | General | 0 | 0 | Material | N | N | N | ""
12145 | 313577-0000 | Cable Gland SS3166/SS304 M50 | Cable Gland SS3166/SS304 M50 | 2022-08-19 15:50:50 | 0 | Pcs | 0 | 0000 |  | General | 0 | 0 | Material | N | N | N | ""
11839 | 211340-0000 | Cable Ladder | Cable Ladder | 2021-09-03 20:14:58 | 0 | Set | 0 | 0000 |  | General | 0 | 0 | Material | N | N | N | ""
12060 | 313555-0000 | cable lug 3C-25 mm2 | cable lug 3C-25 mm2 | 2022-01-27 16:04:53 | 0 | Pcs | 4000 | 0000 | IDR | General | 0 | 0 | Material | N | N | N | ""
12062 | 313557-0000 | cable lug 4C-10 mm2 | cable lug 4C-10 mm2 | 2022-01-27 16:08:10 | 0 | Pcs | 4000 | 0000 | IDR | General | 0 | 0 | Material | N | N | N | ""
12063 | 313558-0000 | cable lug 4C-120 mm2 | cable lug 4C-120 mm2 | 2022-01-27 16:09:43 | 0 | Pcs | 25000 | 0000 | IDR | General | 0 | 0 | Material | N | N | N | ""
12064 | 313559-0000 | cable lug 4C-150 mm2 | cable lug 4C-150 mm2 | 2022-01-27 16:12:27 | 0 | Pcs | 25000 | 0000 | IDR | General | 0 | 0 | Material | N | N | N | ""
12061 | 313556-0000 | cable lug 4C-35 mm2 | cable lug 4C-35 mm2 | 2022-01-27 16:06:30 | 0 | Pcs | 0 | 0000 |  | General | 0 | 0 | Material | N | N | N | ""
12049 | 313549-0000 | Cable NYA 1C-35 sqmm | NYA 1C-35 sqmm cable | 2022-01-27 15:02:04 | 0 | Mtr | 59100 | 0000 | IDR | General | 0 | 0 | Material | N | N | N | ""
7624 | 310018-0000 | Cable NYA 1x2.5 sqmm Black | NYA Cable 1x2.5 sqmm Black |  | 0 | Mtr | 430000 | Gener | IDR | "" | 0 | 0 | Material | N | N | N
7625 | 310019-0000 | Cable NYA 1x2.5 sqmm Blue | NYA Cable 1x2.5 sqmm Blue |  | 0 | Mtr | 0 | Gener | "" | "" | 0 | 0 | Material | N | N | N
7623 | 310017-0000 | Cable NYA 1x2.5 sqmm Yellow | NYA Cable 1x2.5 sqmm Yellow |  | 0 | Mtr | 320000 | Gener | IDR | "" | 0 | 0 | Material | N | N | N
7626 | 310020-0000 | Cable NYA 1x2.5 sqmm Yellow Green | NYA cable 1x2.5 sqmm Yellow Green |  | 0 | Mtr | 0 | Gener | "" | "" | 0 | 0 | Material | N | N | N
7636 | 310030-0000 | Cable NYAF 0.75 sqmm Black | NYAF Cable 0.75 sqmm Black |  | 0 | Mtr | 0 | Gener | "" | "" | 0 | 0 | Material | N | N | N
12561 | 313709-0000 | Cable NYAF 1 x 2.5 sqmm Blue | Cable NYAF 1 x 2.5 sqmm Blue | 2025-01-15 19:56:38 | 0 | Mtr | 5173.68 | 0000 | IDR | General | 0 | 0 | Material | N | N | N | ""
12558 | 313706-0000 | Cable NYAF 1 x 2.5 sqmm Yellow/Green | Cable NYAF 1 x 2.5 sqmm Yellow/Green | 2025-01-15 19:51:48 | 0 | Mtr | 5173.68 | 0000 | IDR | General | 0 | 0 | Material | N | N | N | ""
12564 | 313712-0000 | Cable NYAF 1 x 4 sqmm Yellow | Cable NYAF 1 x 4 sqmm Yellow | 2025-01-15 20:06:23 | 0 | Mtr | 8237.05 | 0000 | IDR | General | 0 | 0 | Material | N | N | N | ""
12562 | 313710-0000 | Cable NYAF 1 x 4 sqmm Yellow/Green | NYAF cable 1 x 4 sqmm Yellow/Green | 2025-01-15 20:04:14 | 0 | Mtr | 8237.05 | 0000 | IDR | General | 0 | 0 | Material | N | N | N | ""
7632 | 310026-0000 | Cable NYAF 1.5 sqmm Black | NYAF Cable 1.5 sqmm Black |  | 0 | Mtr | 2250 | Gener | IDR | "" | 0 | 0 | Material | N | N | N
7635 | 310029-0000 | Cable NYAF 1.5 sqmm Blue | Cable NYAF 1.5 sqmm Blue |  | 0 | Mtr | 0 | Gener | "" | "" | 0 | 0 | Material | N | N | N
7634 | 310028-0000 | Cable NYAF 1.5 sqmm Brown | Cable NYAF 1.5 sqmm Brown |  | 0 | Mtr | 0 | Gener | "" | "" | 0 | 0 | Material | N | N | N
12557 | 313705-0000 | Cable NYAF 1.5 sqmm Grey | NYAF Cable 1.5 sqmm Grey | 2025-01-15 19:49:13 | 0 | Mtr | 3131.44 | 0000 | IDR | General | 0 | 0 | Material | N | N | N | ""
7633 | 310027-0000 | Cable NYAF 1.5 sqmm Red | NYAF Cable 1.5 sqmm Red |  | 0 | Mtr | 0 | Gener | "" | "" | 0 | 0 | Material | N | N | N
7629 | 310023-0000 | Cable NYAF 16 sqmm Black | NYAF Cable 16 sqmm Black |  | 0 | Mtr | 0 | Gener | "" | "" | 0 | 0 | Material | N | N | N
7630 | 310024-0000 | Cable NYAF 16 sqmm Yellow Green | NYAF Cable 16 sqmm Yellow Green |  | 0 | Mtr | 0 | Gener | "" | "" | 0 | 0 | Material | N | N | N
12568 | 313715-0000 | Cable NYAF 2.5 sqmm Black | NYAF 2.5 sqmm Black Cable | 2025-01-15 23:02:01 | 0 | Mtr | 5173.68 | 0000 | IDR | General | 0 | 0 | Material | N | N | N | ""
7631 | 310025-0000 | Cable NYAF 2.5 sqmm Grey | NYAF Cable 2.5 sqmm Grey |  | 0 | Mtr | 5173.68 | Gener | IDR | "" | 0 | 0 | Material | N | N | N
12559 | 313707-0000 | Cable NYAF 2.5 sqmm Red | NYAF Cable 2.5 sqmm Red | 2025-01-15 19:54:08 | 0 | Mtr | 5173.68 | 0000 | IDR | General | 0 | 0 | Material | N | N | N | ""
12560 | 313708-0000 | Cable NYAF 2.5 sqmm Yellow | Cable NYAF 2.5 sqmm Yellow | 2025-01-15 19:55:00 | 0 | Mtr | 5173.68 | 0000 | IDR | General | 0 | 0 | Material | N | N | N | ""
7628 | 310022-0000 | Cable NYAF 25 sqmm Black | NYAF Cable 25 sqmm Black |  | 0 | Mtr | 0 | Gener | "" | "" | 0 | 0 | Material | N | N | N
7627 | 310021-0000 | Cable NYAF 25 sqmm Red | NYAF Cable 25 sqmm Red |  | 0 | Mtr | 0 | Gener | "" | "" | 0 | 0 | Material | N | N | N
12565 | 313713-0000 | Cable NYAF 4 sqmm Black | NYAF Cable 4 sqmm Black | 2025-01-15 20:07:59 | 0 | Mtr | 8237.05 | 0000 | IDR | General | 0 | 0 | Material | N | N | N | ""
12566 | 313714-0000 | Cable NYAF 4 sqmm Blue | Cable NYAF 4 sqmm Blue | 2025-01-15 20:09:40 | 0 | Mtr | 8237.05 | 0000 | IDR | General | 0 | 0 | Material | N | N | N | ""
12563 | 313711-0000 | Cable NYAF 4 sqmm Red | NYAF Cable 4 sqmm Red | 2025-01-15 20:05:01 | 0 | Mtr | 8237.05 | 0000 | IDR | General | 0 | 0 | Material | N | N | N | ""
2251 | 1001723 | Cable NYAF 50 sqmm Black | NYAF Cable 50 sqmm Black |  | 0 | m | 100000 | "" | IDR | "" | 0 | 0 | Material | N | Y | N
9433 | 313089-0000 | Cable NYAF 6 sqmm Black | NYAF Cable 6 sqmm Black | 2014-09-02 10:02:45 | 0 | Mtr | 0 | 0000 | IDR | General | 0 | 11694 | Material | N | N | N | ""
7614 | 310008-0000 | Cable NYFGBY 3x6 sqmm | Cable NYFGBY 3x6 sqmm |  | 0 | Mtr | 450000 | Gener | IDR | "" | 0 | 0 | Material | N | N | N
12647 | 313747-0000 | Cable NYY 1 x 6 mm2 1kV | Cable NYY 1 x 6 mm2 1kV | 2025-05-26 12:52:35 | 0 | Mtr | 0 | 0000 |  | General | 0 | 0 | Material | N | N | N | ""
12758 | 313790-0000 | Cable NYY 1x120 sqmm | Cable NYY 1x120 sqmm | 2025-10-27 18:55:49 | 0 | Mtr | 280000 | 0000 | IDR | General | 0 | 0 | Material | N | N | N | ""
7622 | 310016-0000 | Cable NYY 1x50 sqmm | NYY Cable 1x50 sqmm | 2016-02-01 14:51:14 | 0 | Mtr | 100000 | Gener | IDR | "" | 0 | 13883 | Material | N | N | N
11635 | 313516-0000 | Cable NYY 1x70 sqm | Cable NYY 1x70 sqm | 2020-07-28 16:11:25 | 0 | Mtr | 94000 | 0000 | IDR | General | 0 | 0 | Material | N | N | N | ""
11008 | 313380-0000 | CABLE NYY 2 X 10 sqmm | NYY CABLE 2 X 10 sqmm | 2018-01-23 13:18:05 | 0 | Mtr | 6000 | 0000 | IDR | General | 40000 | 13391 | Material | N | N | N | ""
226 | 31001301 | Cable NYY 2 x 2.5 mm | NYY Cable 2 x 2.5 mm | 2013-03-14 15:36:33 | 0 | m | 12740 | 00 | IDR | N_Brand | 8500 | 0 | Material | N | Y | N
7621 | 310015-0000 | Cable NYY 2x4 sqmm Black | Cable NYY 2x4 sqmm Black |  | 0 | Mtr | 11975 | Gener | IDR | "" | 0 | 0 | Material | N | N | N
11038 | 313387-0000; 313389-0000 | Cable NYY 3 x 10 mm | NYY Cable 3 x 10 mm | 2019-01-28 15:36:03 | 0 | Pcs | 52000 | 0000 | IDR | General | 52000 | 14188 | Material | Y | N | N | ""
11037 | 313386-0000; 313388-0000 | Cable NYY 3 x 16 mm | NYY Cable 3 x 16 mm | 2018-02-06 09:40:52 | 0 | Pcs | 0 | 0000 |  | General | 0 | 0 | Material | Y | N | N | ""
229 | 1000227 | Cable NYY 3 x 2.5 mm | NYY Cable 3 x 2.5 mm |  | 0 | m | 19054.73 | "" | IDR | "" | 15000 | 0 | Material | N | Y | N | Pekanbaru
7620 | 310014-0000 | Cable NYY 3x1.5 sqmm Black | Cable NYY 3x1.5 sqmm Black |  | 0 | Mtr | 5900 | Gener | IDR | "" | 0 | 0 | Material | N | N | N
7619 | 310013-0000 | Cable NYY 3x2.5 sqmm Black | Cable NYY 3x2.5 sqmm Black |  | 0 | Mtr | 17500 | Gener | IDR | "" | 17500 | 0 | Material | N | N | N
7618 | 310012-0000 | Cable NYY 3x6 sqmm Black | Cable NYY 3x6 sqmm Black |  | 0 | Mtr | 0 | Gener | "" | "" | 0 | 0 | Material | N | N | N
7616 | 310010-0000 | Cable NYY 4x10 sqmm Black | Cable NYY 4x10 sqmm Black | 2018-06-26 15:26:27 | 0 | Mtr | 21000 | Gener | IDR | "" | 63450 | 13923 | Material | N | N | N
7615 | 310009-0000 | Cable NYY 4x16 sqmm | NYY Cable 4x16 sqmm |  | 0 | Mtr | 133000 | Gener | IDR | "" | 79000 | 0 | Material | N | N | N
7617 | 310011-0000 | Cable NYY 4x6 sqmm Black | Cable NYY 4x6 sqmm Black |  | 0 | Mtr | 0 | Gener | "" | "" | 0 | 0 | Material | N | N | N
12094 | 111629-0000 | Cable Pit Type 1 | Cable Pit Type 1 | 2022-04-26 16:57:57 | 0 | Set | 2580000 | 0000 | IDR | General | 0 | 0 | Material | N | N | N | ""
12095 | 111630-0000 | Cable Pit type 2 | Cable Pit type 2 | 2022-04-26 17:02:33 | 0 | Set | 615000 | 0000 | IDR | General | 0 | 0 | Material | N | N | N | ""
8314 | 413042-0000 | Cable Rack 19 Inchi | 19-inch Cable Rack | 2013-08-01 10:59:12 | 0 | Set | 0 | 0000 | IDR | General | 0 | 10101 | Material | N | N | N | ""
12055 | 313554-0000 | Cable Route | Cable Route | 2022-01-27 15:53:09 | 0 | Set | 160000 | 0000 | IDR | General | 0 | 0 | Material | N | N | N | ""
7642 | 310036-0000 | Cable Shoe 25 sqmm | Cable Shoe 25 sqmm |  | 0 | Pcs | 0 | Gener | "" | "" | 0 | 0 | Material | N | N | N
7641 | 310035-0000 | Cable Shoe 35 sqmm | Cable Shoe 35 sqmm |  | 0 | Pcs | 6000 | Gener | IDR | "" | 6000 | 0 | Material | N | N | N
7640 | 310034-0000 | Cable Shoe 50 sqmm | Cable Shoe 50 sqmm |  | 0 | Pcs | 0 | Gener | "" | "" | 0 | 0 | Material | N | N | N
7639 | 310033-0000 | Cable Shoe 70 sqmm | Cable Shoe 70 sqmm |  | 0 | Pcs | 0 | Gener | "" | "" | 0 | 0 | Material | N | N | N
8376 | 211024-0000 | Cable Slack Hanger | Cable Slack Hanger | 2015-09-29 14:35:48 | 0 | Set | 170000 | 0000 | IDR | General | 125000 | 14425 | Material | N | N | N | ""
246 | 1000244 | Cable Ties 100 mm | Cable Ties 100 mm |  | 0 | Pk | 10000 | "" | IDR | "" | 0 | 0 | Material | N | Y | N | Jakarta
250 | 1000248 | Cable Ties 30 cm (Hitam) | Cable Ties 30 cm (Black) |  | 0 | Pk | 57000 | "" | IDR | "" | 25000 | 0 | Material | N | Y | N
247 | 1000245 | Cable Ties 15 cm | Cable Ties 15 cm |  | 0 | Pk | 17500 | "" | IDR | "" | 40000 | 0 | Material | N | Y | N | Jakarta
8723 | 211033-0000 | Cable Ties 25 cm | Cable Ties 25 cm | 2016-02-03 15:23:12 | 0 | Bks | 11500 | 0000 | IDR | General | 18000 | 11099 | Material | N | N | N | ""
11334 | 313464-0000 | Cable Ties 30 cm | Cable Ties 30 cm | 2019-12-17 09:33:49 | 0 | Bks | 28000 | 0000 | IDR | General | 30000 | 14082 | Material | N | N | N | ""
8460 | 311012-0000 | Cable Ties Hitam 45cm | Black Cable Ties 45cm | 2013-09-16 14:30:50 | 0 | Bks | 35000 | 0000 | IDR | General | 35000 | 11455 | Material | N | N | N | ""
7696 | 210027-0000 | Cable Ties Stainless Steel 350mm | 350mm Stainless Steel Cable Ties | 2015-12-16 17:33:08 | 0 | Pcs | 960000 | Gener | IDR | "" | 10000 | 13984 | Material | N | N | N
10660 | 111424-0000; 1001409 | Cable Tray - Inside Riser W150 | Cable Tray - Inside Riser W150 | 2017-08-24 14:42:31 | 0 | Pcs | 35000 | 0000 | IDR | General | 75000 | 13362 | Material | N | N | N | ""
10659 | 111423-0000; 1001410 | Cable Tray - Outside Riser W150 | Cable Tray - Outside Riser W150 | 2017-08-24 14:43:05 | 0 | Pcs | 20000 | 0000 | IDR | General | 75000 | 13362 | Material | N | N | N | ""
9474 | 211062-0000 | Cable Tray - Tee W150 | Cable Tray - Tee W150 | 2014-09-15 15:19:27 | 0 | Pcs | 120000 | 0000 | IDR | General | 120000 | 11750 | Material | N | N | N | ""
9475 | 211063-0000 | Cable Tray - Tee W300 | Cable Tray - Tee W300 | 2014-09-15 15:22:09 | 0 | Pcs | 0 | 0000 | IDR | General | 0 | 11750 | Material | N | N | N | ""
9456 | 211060-0000 | Cable Tray Elbow 90 W150 | Cable Tray Elbow 90 W150 | 2014-09-02 13:24:02 | 0 | Pcs | 126000 | 0000 | IDR | General | 88740 | 11694 | Material | N | N | N | ""
9440 | 211054-0000 | Cable Tray Elbow 90 W300 | Cable Tray Elbow 90 W300 | 2014-09-02 10:23:42 | 0 | Pcs | 175000 | 0000 | IDR | General | 175000 | 11694 | Material | N | N | N | ""
12057 | 211412-0000 | Cable tray elbow w 600 mm | Cable tray elbow w 600 mm | 2022-01-27 15:58:28 | 0 | Set | 938500 | 0000 | IDR | General | 0 | 0 | Material | N | N | N | ""
12059 | 211414-0000 | cable tray join w600 mm | cable tray join w600 mm | 2022-01-27 16:02:31 | 0 | Set | 32000 | 0000 | IDR | General | 0 | 0 | Material | N | N | N | ""
12058 | 211413-0000 | cable tray tee w600 | cable tray tee w600 | 2022-01-27 16:00:21 | 0 | Set | 1204000 | 0000 | IDR | General | 0 | 0 | Material | N | N | N | ""
8319 | 211022-0000 | Cable Tray W.100, Aluminum | Cable Tray W.100, Aluminum | 2013-08-01 11:07:32 | 0 | Mtr | 0 | 0000 | IDR | General | 0 | 10101 | Material | N | N | N | ""
9946 | 413149-0000 | Cable Tray W100 mm | Cable Tray W100 mm | 2015-07-09 16:16:16 | 0 | Mtr | 216480 | 0000 | IDR | General | 67000 | 0 | Material | N | N | N | ""
7697 | 210028-0000 | Cable Tray W150 mm | Cable Tray W150 mm |  | 0 | Mtr | 89100 | Gener | IDR | "" | 53163.33 | 0 | Material | N | N | N
7698 | 210029-0000 | Cable Tray W200 mm | Cable Tray W200 mm | 2020-02-05 15:59:02 | 0 | Mtr | 0 | Gener | "" | "" | 115861.33 | 13665 | Material | N | N | N
7699 | 210030-0000 | Cable Tray W300 mm | Cable Tray W300 mm |  | 0 | Mtr | 115861.33 | Gener | IDR | "" | 115861.33 | 0 | Material | N | N | N
7700 | 210031-0000 | Cable Tray W400 mm | Cable Tray W400 mm |  | 0 | Mtr | 350000 | Gener | IDR | "" | 0 | 0 | Material | N | N | N
12056 | 211411-0000 | Cable tray w600 mm | Cable tray w600 mm | 2022-01-27 15:56:21 | 0 | btg | 1583500 | 0000 | IDR | General | 0 | 0 | Material | N | N | N | ""
9707 | 111337-0000 | Cable trench (Crossing Road) | Cable trench (Crossing Road) | 2015-02-02 18:53:47 | 0 | Mtr | 500000 | 0000 | IDR | General | 1646116.53 | 12502 | Material | N | N | N | ""
9705 | 111335-0000 | Cable trench type 2 (medium) | Cable trench type 2 (medium) | 2015-02-02 18:52:16 | 0 | Mtr | 333000 | 0000 | IDR | General | 1193301.03 | 12502 | Material | N | N | N | ""
9706 | 111336-0000 | Cable trench type 3 (small) | Cable trench type 3 (small) | 2015-02-02 18:53:00 | 0 | Mtr | 437500 | 0000 | IDR | General | 631918.19 | 12502 | Material | N | N | N | ""
9704 | 111334-0000 | Cable trench type I (large) | Cable trench type I (large) | 2015-02-02 18:51:27 | 0 | Mtr | 437500 | 0000 | IDR | General | 1646116.53 | 12502 | Material | N | N | N | ""
12590 | 211486-0000; 111683-0000; 31000077 | Cadweld | Cadweld | 2025-02-14 16:16:40 | 0 | Gr | 80000 | 0000 | IDR | General | 0 | 0 | Material | N | N | N | ""
9428 | 313084-0000 | Cadweld Joint Node | Cadweld Joint Node | 2014-09-02 09:54:10 | 0 | Pcs | 2490000 | 0000 | IDR | General | 4800 | 11694 | Material | N | N | N | ""
12025 | 611284-0000 | Cam Starter | Cam Starter | 2022-01-09 12:30:39 | 0 | Unit | 80950 | 0000 | IDR | General | 0 | 0 | Material | N | N | N | ""
10472 | 610003-DNMK | Came Along | Came Along | 2016-12-23 18:16:44 | 0 | Pcs | 8639583 | DNMK | IDR | Dinamika | 0 | 13467 | Material | N | N | N | ""
8467 | 610004-0000 | CAME ALONG ACSR / conductor grip (Hawk) | CAME ALONG ACSR / conductor grip (Hawk) | 2013-09-17 18:44:28 | 0 | ea | 0 | 0000 | USD | General | 0 | 11455 | Material | N | N | N | ""
8466 | 610003-0000 | CAME ALONG ACSR / conductor grip (Zebra) | CAME ALONG ACSR / conductor grip (Zebra) | 2013-09-17 18:42:00 | 0 | ea | 882 | 0000 | USD | General | 882 | 11455 | Material | N | N | N | ""
8468 | 610005-0000 | CAME ALONG GSW | CAME ALONG GSW | 2013-09-17 18:47:03 | 0 | ea | 390 | 0000 | USD | General | 390 | 11455 | Material | N | N | N | ""
8469 | 610006-0000 | CAMELONG OPGW | CAMELONG OPGW | 2013-09-17 18:54:09 | 0 | ea | 640 | 0000 | USD | General | 640 | 11455 | Material | N | N | N | ""
9151 | 611019-0000 | Camera | Camera | 2014-04-22 13:58:27 | 0 | Pcs | 16553000 | 0000 | IDR | General | 0 | 11313 | Material | N | N | N | ""
12640 | 313742-0000 | Capacitor Bank 25 MVAR 150kV | Capacitor Bank 25 MVAR 150kV | 2025-05-20 16:19:10 | 0 | Set | 1807234400 | 0000 | IDR | General | 0 | 0 | Material | N | N | N | ""
9674 | 111308-0000 | Capacitor Voltage Transformer | Capacitor Voltage Transformer | 2015-02-02 18:13:23 | 0 | Set | 103104450 | 0000 | IDR | General | 20126128.7 | 12502 | Material | N | N | N | ""
9675 | 111309-0000 | Capacitor Voltage Transformer 70 kV | Capacitor Voltage Transformer 70 kV | 2015-02-02 18:14:24 | 0 | Set | 16411854 | 0000 | IDR | General | 0 | 12502 | Material | N | N | N | ""
11905 | 211382-0000 | Capstan and Foot Pedal | Capstan and Foot Pedal | 2021-09-23 21:22:13 | 0 | Pcs | 2587.5 | 0000 | USD | General | 0 | 0 | Material | N | N | N | ""
11386 | 611139-0000 | Carabiner | Carabiner | 2019-06-17 13:22:09 | 0 | Pcs | 39500 | 0000 | IDR | General | 0 | 0 | Material | N | N | N | ""
11294 | 211244-0000 | Card cloth brush | Card cloth brush | 2019-02-11 15:03:03 | 0 | Pcs | 4.88 | 0000 | USD | General | 0 | 14049 | Material | N | N | N | ""
12185 | 313597-0000 | Cartridge 14A Black | Cartridge 14A Black | 2022-11-30 10:44:38 | 0 | Pcs | 1402500 | 0000 | IDR | General | 0 | 0 | Material | N | N | N | ""
12183 | 313595-0000 | Cartridge HP CE 342 | HP CE 342 Cartridge | 2022-11-30 10:40:47 | 0 | Pcs | 3327500 | 0000 | IDR | General | 0 | 0 | Material | N | N | N | ""
12181 | 313593-0000 | Cartridge HP CE340 Black | HP CE340 Black Cartridge | 2022-11-30 10:36:04 | 0 | Pcs | 1996500 | 0000 | IDR | General | 0 | 0 | Material | N | N | N | ""
12182 | 313594-0000 | Cartridge HP CE341 | HP CE341 Cartridge | 2022-11-30 10:39:27 | 0 | Pcs | 3327500 | 0000 | IDR | General | 0 | 0 | Material | N | N | N | ""
12184 | 313596-0000 | Cartridge HP CE343 | HP CE343 Cartridge | 2022-11-30 10:42:05 | 0 | Pcs | 3327500 | 0000 | IDR | General | 0 | 0 | Material | N | N | N | ""
10892 | 129297-0000 | Casing bore pile untuk 25 tower per tower 4 lobang | Casing bore pile for 25 towers, 4 holes per tower | 2017-08-04 16:41:46 | 0 | Mtr | 0 | 0000 |  | General | 0 | 0 | Material | N | N | N | ""
300 | 1000298 | Cat - Cold Galvanized | Cat - Cold Galvanized |  | 0 | ea | 205000 | "" | IDR | "" | 200000 | 0 | Material | N | Y | N | Jakarta
12102 | 111632-0000 | cat alkydprimer | alkyd primer paint | 2022-06-16 10:05:15 | 0 | Ltr | 55417 | 0000 | IDR | General | 0 | 0 | Material | N | N | N | ""
11540 | 111555-0000 | cat besi hitam | black iron paint | 2019-11-04 14:56:53 | 0 | Klg | 80000 | 0000 | IDR | General | 0 | 0 | Material | N | N | N | ""
7713 | 110001-DELT | Cat Besi Orange | Orange Iron Paint |  | 0 | Ltr | 0 | DELTA | "" | "" | 0 | 0 | Material | N | N | N
7714 | 110002-DELT | Cat Besi Putih | White Iron Paint | 2016-04-07 14:13:41 | 0 | Ltr | 25200 | DELTA | IDR | "" | 0 | 13241 | Material | N | N | N
12101 | 111631-0000 | cat coating alkyd | alkyd coating paint | 2022-06-16 09:49:01 | 0 | Ltr | 67924.32 | 0000 | IDR | General | 0 | 0 | Material | N | N | N | ""
12035 | 111620-0000 | Cat Dasar / Alkali | Base Paint / Alkali | 2022-01-27 14:07:48 | 0 | Ltr | 35000 | 0000 | IDR | General | 0 | 0 | Material | N | N | N | ""
11421 | 111508-0000 | Cat Eksterior | Exterior Paint | 2019-07-22 09:41:18 | 0 | Klg | 850000 | 0000 | IDR | General | 0 | 0 | Material | N | N | N | ""
11407 | 111501-0000 | cat galvanis dingin | cold galvanized paint | 2019-07-10 11:23:20 | 0 | Kg | 140000 | 0000 | IDR | General | 0 | 0 | Material | N | N | N | ""
11420 | 111507-0000 | Cat Interior | Interior Paint | 2019-07-22 09:40:09 | 0 | Klg | 678000 | 0000 | IDR | General | 0 | 0 | Material | N | N | N | ""
8221 | 111016-AVIA | Cat Kayu | Wood Paint | 2013-07-18 11:51:31 | 0 | Kg | 0 | AVIA | IDR | AVIA PAINT | 0 | 9982 | Material | N | N | N | ""
10645 | 111412-0000 | cat perak | silver paint | 2017-06-16 14:28:33 | 0 | Kg | 60000 | 0000 | IDR | General | 0 | 0 | Material | N | N | N | ""
11424 | 111511-0000 | Cat Sealer Eksterior | Exterior Sealer Paint | 2019-07-22 09:44:23 | 0 | Klg | 795000 | 0000 | IDR | General | 0 | 0 | Material | N | N | N | ""
11423 | 111510-0000 | Cat Sealer Interior | Interior Sealer Paint | 2019-07-22 09:43:32 | 0 | Klg | 35000 | 0000 | IDR | General | 0 | 0 | Material | N | N | N | ""
10284 | 410001-PYLO | Cat Semprot PYLOX | PYLOX Spray Paint | 2016-08-24 11:04:53 | 0 | Klg | 27000 | PYLO | IDR | PYLOX | 27000 | 13139 | Material | N | N | N | ""
11531 | 111551-0000 | Cat Tembok | Wall paint | 2019-10-04 19:08:54 | 0 | Pail | 465000 | 0000 | IDR | General | 0 | 0 | Material | N | N | N | ""
8246 | 111017-CYTL; 111017-VNLX | Cat Tembok (Hitam) | Wall Paint (Black) | 2013-07-26 06:27:26 | 0 | Kg | 48000 | CYTL | IDR | CATYLAC | 48000 | 9991 | Material | N | N | N | ""
8356 | 111017-0000 | Cat Tembok (Hitam) | Wall Paint (Black) | 2013-08-06 13:17:44 | 0 | Klg | 25000 | 0000 | IDR | General | 79000 | 50000 | Material | N | N | N | ""
11532 | 111552-0000 | Cat Tembok Weathershield | Weathershield Wall Paint | 2019-10-04 19:10:01 | 0 | Pail | 855000 | 0000 | IDR | General | 0 | 0 | Material | N | N | N | ""
12115 | 111635-0000 | Cat Thinner | Paint Thinner | 2022-06-28 16:20:18 | 0 | Ltr | 55000 | 0000 | IDR | General | 0 | 0 | Material | N | N | N | ""
11750 | 111590-0000 | Cat Zinchromat | Zinchromat Paint | 2021-01-29 10:13:38 | 0 | Kg | 57000 | 0000 | IDR | General | 0 | 0 | Material | N | N | N | ""
10004 | 810011-0000 | Catridge 5550 black | 5550 black cartridge | 2015-10-06 17:35:20 | 0 | Ls | 1700000 | 0000 | IDR | General | 0 | 0 | Material | N | N | N | ""
10005 | 810012-0000 | Catridge 5550 cyant | 5550 cyan cartridge | 2015-10-06 17:37:17 | 0 | Ls | 1700000 | 0000 | IDR | General | 0 | 0 | Material | N | N | N | ""
10007 | 810014-0000 | Catridge 5550 magenta | 5550 magenta cartridge | 2015-10-06 17:43:28 | 0 | Ls | 1700000 | 0000 | IDR | General | 0 | 0 | Material | N | N | N | ""
10006 | 810013-0000 | Catridge 5550 yellow | Cartridge 5550 yellow | 2015-10-06 17:38:12 | 0 | Ls | 1700000 | 0000 | IDR | General | 0 | 0 | Material | N | N | N | ""
9991 | 810010-0000 | Catridge 745 | Cartridge 745 | 2015-09-17 10:41:21 | 0 | Ls | 220000 | 0000 | IDR | General | 0 | 0 | Material | N | N | N | ""
9990 | 810009-0000 | Catridge 746 | Cartridge 746 | 2015-09-17 10:39:18 | 0 | Ls | 0 | 0000 |  | General | 0 | 0 | Material | N | N | N | ""
11841 | 211342-0000 | Catwalk | Catwalk | 2021-09-12 16:58:40 | 0 | Set | 315000 | 0000 | IDR | General | 0 | 0 | Material | N | N | N | ""
9223 | 313061-0000 | CB 10 Ampere | CB 10 Ampere | 2014-05-12 11:18:00 | 0 | Pcs | 0 | 0000 | IDR | General | 0 | 0 | Material | N | N | N | ""
9224 | 313062-0000 | CB 6 Ampere | CB 6 Ampere | 2014-05-12 11:18:44 | 0 | Pcs | 0 | 0000 | IDR | General | 0 | 0 | Material | N | N | N | ""
9115 | 129087-0000 | CBR test | CBR test | 2014-03-14 16:32:29 | 0 | Ls | 4500000 | 0000 | IDR | General | 17822255.64 | 11633 | Material | N | N | N | ""
9199 | 211044-0000 | C-Clamp | C-Clamp | 2015-05-27 09:56:34 | 0 | Pcs | 76155 | 0000 | IDR | General | 0 | 11313 | Material | N | N | N | ""
11295 | 211245-0000 | C-clamp for BCC. 150SQmm | C-clamp for BCC. 150SQmm | 2019-02-11 15:03:55 | 0 | Pcs | 2.44 | 0000 | USD | General | 0 | 14049 | Material | N | N | N | ""
11061 | 313405-0000 | CCP - Protection Cubicle for 150 kV HV Cable | CCP - Protection Cubicle for 150 kV HV Cable | 2018-03-16 15:41:34 | 0 | Set | 67558480 | 0000 | IDR | General | 0 | 0 | Material | N | N | N | ""
10770 | 323192-0000 | CCTV | CCTV | 2017-08-03 19:33:00 | 0 | Pcs | 488000 | 0000 | IDR | General | 0 | 0 | Material | N | N | N | ""
11604 | 313504-0000 | CCTV 4G LTE | 4G LTE CCTV | 2020-04-07 18:15:55 | 0 | Pcs | 5092700 | 0000 | IDR | General | 0 | 0 | Material | N | N | N | ""
12554 | 460002-0000 | CCTV Outdodr | Outdoor CCTV | 2025-01-09 09:57:42 | 0 | Unit | 0 | 0000 |  | General | 0 | 0 | Material | N | N | N | ""
11610 | 211297-0000 | CCTV Wireless | Wireless CCTV | 2020-04-07 18:22:00 | 0 | Pcs | 766900 | 0000 | IDR | General | 0 | 0 | Material | N | N | N | ""
11136 | 810055-0000 | CE251A CYAN TONER CART.COMPATIBLE | CE251A CYAN TONER CART.COMPATIBLE | 2018-08-08 11:46:56 | 0 | Pcs | 850000 | 0000 | IDR | General | 0 | 0 | Material | N | N | N | ""
11137 | 810056-0000 | CE252A YELLOW TONER CART.COMPATIBLE | CE252A YELLOW TONER CART.COMPATIBLE | 2018-08-08 11:47:48 | 0 | Pcs | 850000 | 0000 | IDR | General | 0 | 0 | Material | N | N | N | ""
11138 | 810057-0000 | CE253A MAGENTA TONER CART.COMPATIBLE | CE253A MAGENTA TONER CART.COMPATIBLE | 2018-08-08 11:48:50 | 0 | Pcs | 850000 | 0000 | IDR | General | 0 | 0 | Material | N | N | N | ""
11139 | 810058-0000 | CE255A TONER CART.COMPATIBLE | CE255A TONER CART. COMPATIBLE | 2018-08-08 11:49:35 | 0 | Pcs | 850000 | 0000 | IDR | General | 0 | 0 | Material | N | N | N | ""
10851 | 313317-0000 | Central Control Equipment / HMI Client & Server (Operator Workstation) | Central Control Equipment / HMI Client & Server (Operator Workstation) | 2017-08-04 10:57:38 | 0 | Set | 0 | 0000 |  | General | 0 | 0 | Material | N | N | N | ""
9923 | 313177-0000 | ceramic insulator (210kN min 5.270 mm cripage distance) fog type | ceramic insulator (210kN min 5,270 mm cripage distance) fog type | 2015-11-25 11:30:44 | 0 | Pcs | 390000 | 0000 | IDR | General | 400000 | 13735 | Material | N | N | N | ""
10707 | 129226-0000 | Cerocok Kayu | Wooden Chime | 2017-08-03 18:11:56 | 0 | M2 | 10000 | 0000 | IDR | General | 0 | 0 | Material | N | N | N | ""
11225 | 810076-0000 | Cetak Brosur | Print Brochures | 2018-12-11 14:16:53 | 0 | Pcs | 18000 | 0000 | IDR | General | 0 | 0 | Material | N | N | N | ""
10705 | 129224-0000 | Cetakan Balok | Block Mold | 2017-08-03 18:09:26 | 0 | M2 | 0 | 0000 |  | General | 0 | 0 | Material | N | N | N | ""
11807 | 611187-0000 | Cetakan Beton | Concrete Mold | 2021-06-18 21:33:15 | 0 | Unit | 299000 | 0000 | IDR | General | 0 | 0 | Material | N | N | N | ""
10706 | 129225-0000 | Cetakan Kolom | Column Print | 2017-08-03 18:10:50 | 0 | M2 | 0 | 0000 |  | General | 0 | 0 | Material | N | N | N | ""
10704 | 129223-0000 | Cetakan Sloof | Sloof Molding | 2017-08-03 17:50:19 | 0 | M2 | 405000 | 0000 | IDR | General | 0 | 0 | Material | N | N | N | ""
11983 | 611251-0000 | Chain Block 2 ton | Chain Block 2 tons | 2021-12-07 13:10:44 | 0 | Unit | 0 | 0000 |  | General | 0 | 0 | Material | N | N | N | ""
8523 | 610013-0000 | Chain Block 5 ton | 5 ton chain block | 2013-10-01 16:22:54 | 0 | ea | 3750000 | 0000 | IDR | General | 0 | 11132 | Material | N | N | N | ""
12023 | 611282-0000 | Chain Lever Hoist 2 T X 2 M | Chain Lever Hoist 2 T X 2 M | 2022-01-09 12:26:59 | 0 | Pcs | 0 | 0000 |  | General | 0 | 0 | Material | N | N | N | ""
10477 | 610010-TSE0 | Chain Lever Hoist 3 T X 3M | Chain Lever Hoist 3 T X 3M | 2016-12-21 21:33:39 | 0 | Set | 750000 | TSE0 | IDR | TSE | 0 | 0 | Material | N | N | N | ""
11882 | 211360-0000 | Chain Link 60 KIP galvanize | Chain Link 60 KIP galvanized | 2021-09-23 20:21:26 | 0 | Pcs | 49000 | 0000 | IDR | General | 0 | 0 | Material | N | N | N | ""
11935 | 611223-0000 | Chain Link Galvanize | Chain Link Galvanized | 2021-10-15 18:25:32 | 0 | Pcs | 49000 | 0000 | IDR | General | 0 | 0 | Material | N | N | N | ""
12583 | 720088-0000 | Charges for Storage of Containers | Charges for Storage of Containers | 2025-02-07 17:36:50 | 0 | Day | 0 | 0000 |  | General | 0 | 0 | Material | N | N | N | ""
7678 | 210009-0000 | Chasing Lampu Merkuri (bahan seng) | Mercury Lamp Chasing (zinc material) |  | 0 | Pcs | 0 | Gener | "" | "" | 0 | 0 | Material | N | N | N
10151 | 424144-0000 | Check Survey incl. Tower Type, Span, Fitman, etc. | Check Survey incl. Tower Type, Span, Fitman, etc. | 2016-02-19 10:03:08 | 0 | Unit | 1400000 | 0000 | IDR | General | 0 | 0 | Material | N | N | N | ""
8560 | 111207-0000 | Check survey including checking of profiles and drawing, diagonal profiles | Check survey including checking of profiles and drawing, diagonal profiles | 2013-10-04 00:02:57 | 0 | Km | 10204082 | 0000 | IDR | General | 10204082 | 11132 | Material | N | N | N | ""
8594 | 129025-0000 | Check survey including checking of profiles and drawing, pegging of tower positions, diagonal profiles, etc. | Check survey including checking of profiles and drawings, pegging of tower positions, diagonal profiles, etc. | 2013-10-04 08:15:16 | 0 | Km | 50000 | 0000 | IDR | General | 62500000 | 11132 | Material | N | N | N | ""
11345 | 110001-HILT | Chemical Hilti HIT-RE V-3 | Chemical Hilti HIT-RE V-3 | 2019-04-02 15:52:55 | 0 | Tub | 412500 | HILT | IDR | HILTI | 0 | 0 | Material | N | N | N | ""
9009 | 810005-0000 | Chemical/Alat Kebersihan | Chemical/Cleaning Tools | 2014-02-10 15:39:56 | 0 | Ls | 3950000 | 0000 | IDR | General | 0 | 12203 | Material | N | N | N | ""
11470 | 810089-0000 | chin Strip karet | chin rubber strip | 2019-08-26 10:57:06 | 0 | Pcs | 3500 | 0000 | IDR | General | 0 | 0 | Material | N | N | N | ""
11551 | 810091-0000 | chinstrap | chinstrap | 2019-11-22 16:20:48 | 0 | Pcs | 0 | 0000 |  | General | 0 | 0 | Material | N | N | N | ""
10059 | 710005-0000 | CIF Charge | CIF Charge | 2015-11-19 11:31:50 | 0 | Ls | 518 | 0000 | USD | General | 0 | 13648 | Material | N | N | N | ""
10165 | 111356-0000 | Circuit Breaker Trafo Bay | Transformer Bay Circuit Breaker | 2016-03-07 09:35:33 | 0 | Set | 10613194 | 0000 | IDR | General | 0 | 0 | Material | N | N | N | ""
9672 | 111307-0000 | Circuit Breakers | Circuit Breakers | 2015-02-02 18:11:04 | 0 | Set | 803053300 | 0000 | IDR | General | 21074292.5 | 12502 | Material | N | N | N | ""
9673 | 313155-0000 | Circuit Breakers 70 kV | 70 kV Circuit Breakers | 2015-02-02 18:12:01 | 0 | Set | 8051396 | 0000 | IDR | General | 0 | 12502 | Material | N | N | N | ""
5152 | 1003419 | Clamp BC | Clamp BC |  | 0 | Set | 75000 | "" | IDR | "" | 0 | 0 | Material | N | Y | N | ""
11582 | 211278-0000 | Clamp Begel Pole | Clamp Begel Pole | 2020-02-14 20:17:40 | 0 | Pcs | 44000 | 0000 | IDR | General | 0 | 0 | Material | N | N | N | ""
1607 | 1001347 | Clamp BRC HDG | BRC HDG Clamp |  | 0 | ea | 1000 | "" | IDR | "" | 2000 | 0 | Material | N | Y | N
7673 | 210004-0000 | Clamp C | Clamp C | 2015-05-27 14:24:41 | 0 | Pcs | 55000 | Gener | IDR | "" | 8000 | 13147 | Material | N | N | N
11393 | 211252-0000 | clamp connector type T 2xAAC LUPINE 1267 mm2 | clamp connector type T 2xAAC LUPINE 1267 mm2 | 2019-06-18 17:27:31 | 0 | Pcs | 1309000 | 0000 | IDR | General | 0 | 0 | Material | N | N | N | ""
11330 | 313463-0000 | Clamp for Bare Copper 150 mm2 | Clamp for Bare Copper 150 mm2 | 2019-03-26 14:09:52 | 0 | Pcs | 0 | 0000 |  | General | 0 | 0 | Material | N | N | N | ""
7687 | 210018-0000 | Clamp Pipa 1 inch | 1 inch Pipe Clamp |  | 0 | Pcs | 0 | Gener | "" | "" | 0 | 0 | Material | N | N | N
7686 | 210017-0000 | Clamp Pipa PVC 1.5 inch | 1.5 inch PVC Pipe Clamp |  | 0 | Pcs | 0 | Gener | "" | "" | 0 | 0 | Material | N | N | N
7685 | 210016-0000 | Clamp Pipa PVC 2 inch | 2 inch PVC Pipe Clamp |  | 0 | Pcs | 8000 | Gener | IDR | "" | 0 | 0 | Material | N | N | N
11581 | 211277-0000 | Clamp Sling | Clamp Sling | 2020-02-14 20:15:42 | 0 | Pcs | 70000 | 0000 | IDR | General | 0 | 0 | Material | N | N | N | ""
11862 | 611208-0000 | Clamp Tremy 6 Inch | 6 Inch Tremy Clamp | 2021-09-19 15:34:04 | 0 | Unit | 1425000 | 0000 | IDR | General | 0 | 0 | Material | N | N | N | ""
10424 | 211109-0000 | Clevis Compression Dead End for ACSR 240/40 (Hawk) | Clevis Compression Dead End for ACSR 240/40 (Hawk) | 2016-11-23 14:36:37 | 0 | Set | 0 | 0000 |  | General | 0 | 0 | Material | N | N | N | ""
10398 | 313247-0000 | Clevis Suspension Clamp for Conductor ACSR 240 / 40 mm2 | Clevis Suspension Clamp for Conductor ACSR 240 / 40 mm2 | 2016-11-15 10:11:53 | 0 | Pcs | 0 | 0000 |  | General | 0 | 0 | Material | N | N | N | ""
11522 | 313491-0000 | Clevis tall sub assy | Clevis tall sub assy | 2019-09-23 21:03:06 | 0 | Pcs | 221003 | 0000 | IDR | General | 0 | 0 | Material | N | N | N | ""
11308 | 810082-0000 | Climbing Helmet | Climbing Helmet | 2019-03-05 10:58:05 | 0 | ea | 280000 | 0000 | IDR | General | 0 | 0 | Material | N | N | N | ""
11780 | 611181-0000 | Clinometer | Clinometer | 2021-04-01 11:25:20 | 0 | Set | 0 | 0000 |  | General | 0 | 0 | Material | N | N | N | ""
7708 | 210039-0000 | Close Rack 19 inch (Outdoor) | Close Rack 19 inch (Outdoor) |  | 0 | Set | 6500000 | Gener | IDR | "" | 6500000 | 0 | Material | N | N | N
12459 | 111678-0000; 1003558 | Closet | Closet | 2024-09-25 19:28:50 | 0 | Pcs | 120000 | 0000 | IDR | General | 0 | 0 | Material | N | N | N | ""
9821 | 413137-0000 | Closure Aerial kapasitas 96 Core | 96 Core Capacity Aerial Closure | 2015-11-02 15:03:16 | 0 | Pcs | 1400000 | 0000 | IDR | General | 0 | 13665 | Material | N | N | N | ""
7318 | 410012-ANDR; 410012-LEON; 410012-DRAK; 410012-LSCA | Coaxial Cable - 1 1/4 inch | Coaxial Cable - 1 1/4 inch |  | 0 | Mtr | 9.6 | Andre | USD |  | 9.6 | 0 |  | N | N | N
7322 | 410013-ANDR; 410013-LEON; 410013-DRAK; 410013-LSCA | Coaxial Cable - 1 5/8 inch | Coaxial Cable - 1 5/8 inch |  | 0 | Mtr | 0 | Andre |  |  | 0 | 0 |  | N | N | N
7310 | 410010-ANDR; 410010-LEON; 410010-DRAK; 410010-LSCA | Coaxial Cable - 1/2 inch | Coaxial Cable - 1/2 inch |  | 0 | Mtr | 0 | Andre |  |  | 0 | 0 |  | N | N | N
7308 | 410009-ANDR; 410009-LEON | Coaxial Cable - 1/2 inch Superflex | Coaxial Cable - 1/2 inch Superflex |  | 0 | Mtr | 0 | Andre |  |  | 0 | 0 |  | N | N | N
7314 | 410011-LEON; 410011-DRAK; 410011-ANDR; 410011-LSCA | Coaxial Cable - 7/8 inch | Coaxial Cable - 7/8 inch |  | 0 | Mtr | 45250 | Leoni | IDR |  | 34677.87 | 0 |  | N | N | Y
7429 | 410075-0000 | Coaxial Feeder Clamp (Indoor) 1 1/4 inch | Coaxial Feeder Clamp (Indoor) 1 1/4 inch | 2015-06-01 14:55:20 | 0 | Pcs | 7000 | Gener | IDR |  | 8000 | 13147 |  | N | N | N
7430 | 410076-0000 | Coaxial Feeder Clamp (Indoor) 1 5/8 inch | Coaxial Feeder Clamp (Indoor) 1 5/8 inch | 2016-11-23 09:13:55 | 0 | Pcs | 0 | Gener |  |  | 8000 | 13387 |  | N | N | N
7427 | 410073-0000 | Coaxial Feeder Clamp (Indoor) 1/2 inch | Coaxial Feeder Clamp (Indoor) 1/2 inch | 2015-06-01 14:57:20 | 0 | Pcs | 8000 | Gener | IDR |  | 8000 | 13147 |  | N | N | N
7428 | 410074-0000 | Coaxial Feeder Clamp (Indoor) 7/8 inch | Coaxial Feeder Clamp (Indoor) 7/8 inch | 2016-11-28 17:00:05 | 0 | Pcs | 8000 | Gener | IDR |  | 5000 | 13387 |  | N | N | N
7432 | 410078-0000 | Coaxial Feeder Clamp (Outdoor) 1-1/4 inch | Coaxial Feeder Clamp (Outdoor) 1-1/4 inch |  | 0 | Pcs | 0 | Gener |  |  | 0 | 0 |  | N | N | N
7431 | 410077-0000 | Coaxial Feeder Clamp (Outdoor) 7/8 inch | Coaxial Feeder Clamp (Outdoor) 7/8 inch |  | 0 | Pcs | 0 | Gener |  |  | 0 | 0 |  | N | N | N
12215 | 129448-0000 | Column LICO Max 60 X 60 H 300 cm Rent | Column LICO Max 60 X 60 H 300 cm Rent | 2023-03-21 09:59:51 | 0 | Pc/Month | 2673600 | 0000 | IDR | General | 0 | 0 | Material | N | N | N | ""
12214 | 129447-0000 | Column Panel LICO 700 x 1000 Rent | Column Panel LICO 700 x 1000 Rent | 2023-03-21 09:58:38 | 0 | Pc/Month | 188800 | 0000 | IDR | General | 0 | 0 | Material | N | N | N | ""
10931 | 221048-0000 | Commisioning Transmision For Erectiona and Pondation | Commissioning Transmission For Erection and Foundation | 2017-08-08 11:29:09 | 0 | Ls | 0 | 0000 |  | General | 0 | 0 | Material | N | N | N | ""
12764 | 323243-0000 | Commissioning & Supervision for Protection & Control Cubicle and SAS 150 kV Substation (Include Transportation & Accommodation) | Commissioning & Supervision for Protection & Control Cubicle and SAS 150 kV Substation (Include Transportation & Accommodation) | 2025-11-08 14:41:27 | 0 | lot | 197230000 | 0000 | IDR | General | 0 | 0 | Material | N | N | N | ""
12796 | 323249-0000 | Commissioning Digital Fault Recorder | Commissioning Digital Fault Recorder | 2025-11-28 09:51:18 | 0 | bay | 2500000 | 0000 | IDR | General | 0 | 0 | Material | N | N | N | ""
12797 | 323250-0000 | Commissioning Fault Locator | Commissioning Fault Locator | 2025-11-28 09:53:13 | 0 | bay | 2500000 | 0000 | IDR | General | 0 | 0 | Material | N | N | N | ""
10959 | 424170-0000 | Commissioning PLC | PLC Commissioning | 2017-09-13 10:48:15 | 0 | Set | 45496400 | 0000 | IDR | General | 0 | 0 | Material | N | N | N | ""
10951 | 323195-0000 | COMMISSIONING RCP | Commissioning RCP | 2017-09-12 15:16:35 | 0 | lot | 241653000 | 0000 | IDR | General | 0 | 0 | Material | N | N | N | ""
10950 | 323194-0000 | COMMISSIONING SAS | Commissioning SAS | 2017-09-12 15:15:32 | 0 | lot | 342929000 | 0000 | IDR | General | 0 | 0 | Material | N | N | N | ""
11017 | 313381-0000 | Common Cubicle for 150 kV | Common Cubicle for 150 kV | 2017-10-30 10:31:07 | 0 | Set | 86390000 | 0000 | IDR | General | 0 | 0 | Material | N | N | N | ""
11018 | 313382-0000 | Common Cubicle for 20 kV | Common Cubicle for 20 kV | 2017-10-30 10:31:54 | 0 | Set | 229184000 | 0000 | IDR | General | 0 | 0 | Material | N | N | N | ""
9692 | 129118-0000 | Common Excavation | Common Excavation | 2017-08-29 14:27:32 | 0 | M3 | 56250 | 0000 | IDR | General | 0 | 12502 | Material | N | N | N | ""
8147 | 820003-0000 | Communication/Telephone | Communication/Telephone | 2013-07-04 10:38:03 | 0 | Ls | 593157 | 0000 | IDR | General | 0 | 9982 | Material | N | N | N | ""
8564 | 129023-0000 | Complete clearance of a strip of land concentric with the transmission line route 10 m left side and 10 m right side. | Complete clearance of a strip of land concentric with the transmission line route 10 m left side and 10 m right side. | 2013-10-04 00:15:34 | 0 | Km | 32121521.74 | 0000 | IDR | General | 0 | 11132 | Material | N | N | N | ""
12333 | 313613-0000 | Composite Insulator 150 kV 120 kN | Composite Insulator 150 kV 120 kN | 2024-04-27 10:46:11 | 0 | Set | 2475000 | 0000 | IDR | General | 0 | 0 | Material | N | N | N | ""
10402 | 313251-0000 | Compression Dead End for ACSR 240 / 40 mm2 | Compression Dead End for ACSR 240 / 40 mm2 | 2016-11-15 10:24:37 | 0 | Set | 733500 | 0000 | IDR | General | 0 | 0 | Material | N | N | N | ""
11781 | 313536-0000 | Compression Dead End TACSR 410/67 mm | Compression Dead End TACSR 410/67 mm | 2021-04-09 14:53:03 | 0 | Set | 1055000 | 0000 | IDR | General | 0 | 0 | Material | N | N | N | ""
10905 | 211127-0000 | Compression Midspan Join for Conductor | Compression Midspan Join for Conductor | 2017-08-04 17:27:22 | 0 | Pcs | 397000 | 0000 | IDR | General | 0 | 0 | Material | N | N | N | ""
12375 | 211468-0000 | Compression Midspan Join for Earthwire AS 75mm2 | Compression Midspan Join for Earthwire AS 75mm2 | 2024-05-20 07:13:12 | 0 | Pcs | 180855 | 0000 | IDR | General | 0 | 0 | Material | N | N | N | ""
10904 | 211126-0000 | Compression Midspan Join for Earthwire GSW 55 | Compression Midspan Join for Earthwire GSW 55 | 2017-08-04 17:26:20 | 0 | Pcs | 119000 | 0000 | IDR | General | 0 | 0 | Material | N | N | N | ""
9386 | 313077-0000 | COMPRESSION MIDSPAN JOINT GSW 55 mm2 AS | COMPRESSION MIDSPAN JOINT GSW 55 mm2 AS | 2014-08-07 18:14:17 | 0 | Set | 130000 | 0000 | IDR | General | 31.37 | 11666 | Material | N | N | N | ""
12034 | 111619-0000 | Compund Gypsum | Gypsum Compound | 2022-01-27 14:01:59 | 0 | Zak | 47750 | 0000 | IDR | General | 0 | 0 | Material | N | N | N | ""
11981 | 611249-0000 | Concrete Additive | Concrete Additive | 2021-12-07 11:21:09 | 0 | Ltr | 25254.55 | 0000 | IDR | General | 0 | 0 | Material | N | N | N | ""
12232 | 611308-0000 | Concrete Bucket 1 M3 | Concrete Bucket 1 M3 | 2023-03-30 10:26:32 | 0 | Set | 18000000 | 0000 | IDR | General | 0 | 0 | Material | N | N | N | ""
11713 | 211321-0000 | Concrete Cutter Machine | Concrete Cutter Machine | 2020-12-23 10:17:48 | 0 | Pcs | 8675000 | 0000 | IDR | General | 0 | 0 | Material | N | N | N | ""
12261 | 611322-0000 | Concrete Landing For LICO | Concrete Landing For LICO | 2023-05-25 07:40:57 | 0 | Pc/Month | 0 | 0000 |  | General | 0 | 0 | Material | N | N | N | ""
12268 | 111661-0000 | Concrete Landing For LICO (B) | Concrete Landing For LICO (B) | 2023-06-03 17:52:03 | 0 | Pc/Month | 0 | 0000 |  | General | 0 | 0 | Material | N | N | N | ""
10990 | 129325-0000 | concrete mix design | concrete mix design | 2017-09-22 16:49:04 | 0 | Ls | 3500000 | 0000 | IDR | General | 0 | 0 | Material | N | N | N | ""
11131 | 611115-0000 | Concrete Molen | Concrete Mixer | 2018-07-06 12:18:26 | 0 | Set | 13250000 | 0000 | IDR | General | 0 | 0 | Material | N | N | N | ""
11808 | 611188-0000 | Concrete Slump Test | Concrete Slump Test | 2021-06-18 21:45:19 | 0 | Set | 200000 | 0000 | IDR | General | 0 | 0 | Material | N | N | N | ""
11809 | 611189-0000 | Concrete Vibrator | Concrete Vibrator | 2021-06-18 21:46:39 | 0 | Set | 5540540.54 | 0000 | IDR | General | 0 | 0 | Material | N | N | N | ""
9888 | 313173-0000 | Condructor TACSR 410 Sqmm | Conductor TACSR 410 Sqmm | 2015-06-16 10:37:08 | 0 | Mtr | 0 | 0000 |  | General | 0 | 0 | Material | N | N | N | ""
9900 | 313176-0000 | Conductor TACSR 410 sqmm | Conductor TACSR 410 sqmm | 2015-06-19 11:27:09 | 0 | Mtr | 91624 | 0000 | IDR | General | 0 | 0 | Material | N | N | N | ""
11636 | 313517-0000 | Conductor ACCC 310 mm (Lisbon) | Conductor ACCC 310 mm (Lisbon) | 2020-07-28 16:13:35 | 0 | Mtr | 145000 | 0000 | IDR | General | 0 | 0 | Material | N | N | N | ""
11687 | 313530-0000 | Conductor ACSR/AS 250/50 mm2 | Conductor ACSR/AS 250/50 mm2 | 2020-10-12 12:15:56 | 0 | Mtr | 37500 | 0000 | IDR | General | 0 | 0 | Material | N | N | N | ""
8541 | 313017-0000 | Conductor ACSR/AS HAWK 240/40mm2 | Conductor ACSR/AS HAWK 240/40mm2 | 2013-10-03 16:51:05 | 0 | Mtr | 37500 | 0000 | IDR | General | 23000 | 11132 | Material | N | N | N | ""
9628 | 313111-0000; 323054-0000 | Conductor GSW 55 mm2 | Conductor GSW 55 mm2 | 2015-02-02 16:04:33 | 0 | bay | 0 | 0000 | IDR | General | 0 | 12502 | Material | N | N | N | ""
9795 | 313168-0000 | Conductor HAL 850 mm2 | Conductor HAL 850 mm2 | 2015-02-10 10:35:42 | 0 | bay | 0 | 0000 | IDR | General | 0 | 12502 | Material | N | N | N | ""
11571 | 310001-KMI0 | Conductor HTLS Lisbon (355-358 mm2) | Conductor HTLS Lisbon (355-358 mm2) | 2019-12-18 12:58:11 | 0 | Mtr | 0 | KMI0 |  | Kabel Metal Indonesi | 0 | 0 | Material | N | N | N | ""
9625 | 313108-0000 | Conductor TAL 660 mm2 | Conductor TAL 660 mm2 | 2015-02-02 15:33:15 | 0 | bay | 19600000 | 0000 | IDR | General | 0 | 12502 | Material | N | N | N | ""
9630 | 313113-0000; 323056-0000; 313286-0000 | Conductor TAL 850 mm2 | Conductor TAL 850 mm2 | 2015-02-02 16:06:29 | 0 | bay | 19624000 | 0000 | IDR | General | 0 | 12502 | Material | N | N | N | ""
8702 | 313036-0000 | Conductors ACCC 240 mm2 (Copenhagen) | Conductors ACCC 240 mm2 (Copenhagen) | 2013-10-18 12:21:05 | 0 | Mtr | 1149859 | 0000 | IDR | General | 0 | 11366 | Material | N | N | N | ""
11052 | 313397-0000 | Conductors TACSR/AS 410 mm2 | Conductors TACSR/AS 410 mm2 | 2018-03-09 10:26:13 | 0 | Mtr | 74500 | 0000 | IDR | General | 0 | 0 | Material | N | N | N | ""
11094 | 313420-0000 | Conductors TACSR/AS 410/67 mm2 | Conductors TACSR/AS 410/67 mm2 | 2018-04-05 17:58:21 | 0 | Mtr | 72500 | 0000 | IDR | General | 0 | 0 | Material | N | N | N | ""
7389 | 410054-LSCA | Connector Coaxial Adapter Din(f)-N(m) | Coaxial Adapter Connector Din(f)-N(m) |  | 0 | Pcs | 0 | LS ca |  |  | 0 | 0 |  | N | N | N
10201 | 410068-LEON; 410032-ANDR | Connector Coaxial Din (f) 1/2 inch Superflex | Coaxial Din Connector (f) 1/2 inch Superflex | 2016-05-27 14:27:21 | 0 | Pcs | 0 | LEON |  | LEONI | 0 | 0 | Material | N | N | N | ""
7379 | 410046-RSBG | Connector Coaxial Din(f) 1 1/4 inch | Din(f) 1 1/4 inch Coaxial Connector |  | 0 | Pcs | 0 | Rosen |  |  | 0 | 0 |  | N | N | N
7357 | 410033-ANDR; 410033-LEON | Connector Coaxial Din(f) 1/2 inch | Din(f) 1/2 inch Coaxial Connector |  | 0 | Pcs | 0 | Andre |  |  | 0 | 0 |  | N | N | N
7367 | 410038-ANDR | Connector Coaxial Din(f) 7/8 inch | Din(f) 7/8 inch Coaxial Connector |  | 0 | Pcs | 0 | Andre |  |  | 0 | 0 |  | N | N | N
7366 | 410037-ANDR | Connector Coaxial Din(f) 7/8 inch (V5PDF) | Din(f) 7/8 inch Coaxial Connector (V5PDF) |  | 0 | Pcs | 0 | Andre |  |  | 0 | 0 |  | N | N | N
7359 | 410034-ANDR | Connector Coaxial Din(f) RA 1/2 inch | Din(f) RA 1/2 inch Coaxial Connector |  | 0 | Pcs | 0 | Andre |  |  | 0 | 0 |  | N | N | N
7380 | 410047-LEON | Connector Coaxial Din(m) 1 1/4 inch | Din Coaxial Connector (m) 1 1/4 inch |  | 0 | Pcs | 499500 | Leoni | IDR |  | 0 | 0 |  | N | N | N
7360 | 410035-RSBG; 410035-LEON; 410035-HUSU; | Connector Coaxial Din(m) 1/2 inch | Din Coaxial Connector (m) 1/2 inch |  | 0 | Pcs | 0 | Rosen |  |  | 0 | 0 |  | N | N | N
10200 | 410067-LEON | Connector Coaxial Din(m) 1/2 inch Superflex | Din(m) 1/2 inch Superflex Coaxial Connector | 2016-05-27 14:22:25 | 0 | Pcs | 0 | LEON |  | LEONI | 0 | 0 | Material | N | N | N | ""
10199 | 410066-LEON | Connector Coaxial N (m) 1/2 inch Superflex | Coaxial Connector N (m) 1/2 inch Superflex | 2018-04-11 09:49:04 | 0 | Pcs | 50000 | LEON | IDR | LEONI | 55000 | 13828 | Material | N | N | N | ""
7381 | 410048-RSBG; 410063-LEON; 410064-LEON | Connector Coaxial N(f) 1 1/4 inch | Coaxial Connector N(f) 1 1/4 inch |  | 0 | Pcs | 0 | Rosen |  |  | 0 | 0 |  | N | N | N
7384 | 410050-RSBG; 310001-LEON; 410065-LEON | Connector Coaxial N(f) 1 5/8 inch | Coaxial Connector N(f) 1 5/8 inch |  | 0 | Pcs | 0 | Rosen |  |  | 0 | 0 |  | N | N | N
7368 | 410039-LEON; 410039-ANDR | Connector Coaxial N(f) 7/8 inch | Coaxial Connector N(f) 7/8 inch | 2015-06-03 14:07:50 | 0 | Pcs | 143135 | Leoni | IDR |  | 0 | 13217 |  | N | N | N
7370 | 410040-ANDR | Connector Coaxial N(f) 7/8 inch (V5PNF) | Coaxial Connector N(f) 7/8 inch (V5PNF) |  | 0 | Pcs | 0 | Andre |  |  | 0 | 0 |  | N | N | N
7372 | 410042-ANDR | Connector Coaxial N(f) 7/8 inch +STP | Coaxial Connector N(f) 7/8 inch +STP |  | 0 | Pcs | 0 | Andre |  |  | 0 | 0 |  | N | N | N
7371 | 410041-ANDR | Connector Coaxial N(f) 7/8 inch Leaky | Coaxial Connector N(f) 7/8 inch Leaky |  | 0 | Pcs | 0 | Andre |  |  | 0 | 0 |  | N | N | N
7382 | 410049-LEON; 410049-ANDR | Connector Coaxial N(m) 1 1/4 inch | Coaxial Connector N(m) 1 1/4 inch |  | 0 | Pcs | 220000 | Leoni | IDR |  | 25 | 0 |  | N | N | N
7385 | 410051-LEON; 410051-LSCA | Connector Coaxial N(m) 1 5/8 inch | Coaxial Connector N(m) 1 5/8 inch |  | 0 | Pcs | 437663 | Leoni | IDR |  | 32 | 0 |  | N | N | N
7363 | 410036-ANDR; 410036-RSBG; 410036-LEON | Connector Coaxial N(m) 1/2 inch | Coaxial Connector N(m) 1/2 inch |  | 0 | Pcs | 0 | Andre |  |  | 0 | 0 |  | N | N | N
7373 | 410043-ANDR; 410043-LEON; 410043-RSBG | Connector Coaxial N(m) 7/8 inch | Coaxial Connector N(m) 7/8 inch |  | 0 | Pcs | 0 | Andre |  |  | 0 | 0 |  | N | N | N
7377 | 410044-ANDR | Connector Coaxial N(m) 7/8 inch (V5PNM) | Coaxial Connector N(m) 7/8 inch (V5PNM) |  | 0 | Pcs | 0 | Andre |  |  | 0 | 0 |  | N | N | N
7378 | 410045-ANDR | Connector Coaxial N(m) 7/8 inch Leaky | Coaxial Connector N(m) 7/8 inch Leaky |  | 0 | Pcs | 0 | Andre |  |  | 0 | 0 |  | N | N | N
7387 | 410052-LEON | Connector Coaxial Righy Angle Adapter N(m)-N(f) | Rigid Angle Adapter Coaxial Connector N(m)-N(f) |  | 0 | Pcs | 50000 | Leoni | IDR |  | 11 | 0 |  | N | N | N
7388 | 410053-LSCA | Connector Coaxial Straight Adaptor N(m)-N(m) | Coaxial Straight Adapter Connector N(m)-N(m) |  | 0 | Pcs | 0 | LS ca |  |  | 0 | 0 |  | N | N | N
10634 | 413192-0000 | connector dari patch core ke RRU | connector from patch core to RRU | 2017-06-02 14:15:59 | 0 | Pcs | 0 | 0000 |  | General | 0 | 0 | Material | N | N | N | ""
11641 | 413207-0000 | Connector DB9 | DB9 Connector | 2020-07-29 09:27:22 | 0 | Pcs | 0 | 0000 |  | General | 0 | 0 | Material | N | N | N | ""
12734 | 313768-0000 | Connector FO type LC | LC type FO connector | 2025-10-09 21:40:08 | 0 | Pcs | 4310 | 0000 | IDR | General | 0 | 0 | Material | N | N | N | ""
12733 | 313767-0000 | Connector FO type ST | FO connector type ST | 2025-10-09 21:38:34 | 0 | Pcs | 17065.83 | 0000 | IDR | General | 0 | 0 | Material | N | N | N | ""
11642 | 413208-0000 | Connector RJ45 | RJ45 Connector | 2020-07-29 09:29:26 | 0 | Pcs | 10000 | 0000 | IDR | General | 0 | 0 | Material | N | N | N | ""
10491 | 611101-0000 | Container 20 Feet | 20 Feet Container | 2016-12-21 21:56:13 | 0 | Pcs | 39550000 | 0000 | IDR | General | 0 | 0 | Material | N | N | N | ""
12029 | 611288-0000 | Container Box 100 Liter | 100 Liter Container Box | 2022-01-20 11:39:50 | 0 | Pcs | 399500 | 0000 | IDR | General | 0 | 0 | Material | N | N | N | ""
11592 | 211283-0000 | Container Box 150 L | Container Box 150 L | 2020-04-01 16:19:55 | 0 | Pcs | 250000 | 0000 | IDR | General | 0 | 0 | Material | N | N | N | ""
11591 | 211282-0000 | Container Box 195 L | Container Box 195 L | 2020-04-01 16:13:09 | 0 | Pcs | 269200 | 0000 | IDR | General | 0 | 0 | Material | N | N | N | ""
8552 | 313028-0000 | Continuous or cross-connected counterpoise cable 30 m length, 450 mm depth, including galvanized steel angle 1000 mm, all joints and clamps. | Continuous or cross-connected counterpoise cable 30 m length, 450 mm depth, including galvanized steel angle 1000 mm, all joints and clamps. | 2013-10-03 17:24:54 | 0 | Set | 0 | 0000 | IDR | General | 0 | 11132 | Material | N | N | N | ""
8603 | 323029-0000 | Continuous or cross-connected counterpoise cable 30 m length, for 2 m earthing rod, including joints | Continuous or cross-connected counterpoise cable 30 m length, for 2 m earthing rod, including joints | 2013-10-04 10:06:01 | 0 | ea | 0 | 0000 | IDR | General | 0 | 11132 | Material | N | N | N | ""
8602 | 323028-0000 | Continuous or cross-connected counterpoise cable 30 m length, for installing at 1000 mm depth | Continuous or cross-connected counterpoise cable 30 m length, for installing at 1000 mm depth | 2013-10-04 10:05:08 | 0 | ea | 0 | 0000 | IDR | General | 0 | 11132 | Material | N | N | N | ""
8601 | 323027-0000 | Continuous or cross-connected counterpoise cable 30 m length, for laying in rock | Continuous or cross-connected counterpoise cable 30 m length, for laying in rock | 2013-10-04 10:04:16 | 0 | ea | 0 | 0000 | IDR | General | 0 | 11132 | Material | N | N | N | ""
9427 | 313083-0000 | Control box (inside 40x40x50 cm) include cover galvanize | Control box (inside 40x40x50 cm) includes galvanized cover | 2014-09-02 10:21:07 | 0 | Set | 100000 | 0000 | IDR | General | 150000 | 11694 | Material | N | N | N | ""
11075 | 111480-0000 | control box 60x60cm | control box 60x60cm | 2018-03-22 11:39:49 | 0 | Unit | 850000 | 0000 | IDR | General | 0 | 0 | Material | N | N | N | ""
12771 | 313798-0000 | Control Cubicle for 150/20 kV Transformer Bay | Control Cubicle for 150/20 kV Transformer Bay | 2025-11-08 17:11:51 | 0 | Set | 183375000 | 0000 | IDR | General | 0 | 0 | Material | N | N | N | ""
12638 | 313740-0000 | Control Panel For Capacitor Bay 150 kV | Control Panel For Capacitor Bay 150 kV | 2025-05-20 15:55:26 | 0 | Set | 266000000 | 0000 | IDR | General | 0 | 0 | Material | N | N | N | ""
10944 | 611111-0000 | Controller Hydrolic | Hydraulic Controller | 2017-09-11 16:53:19 | 0 | Pcs | 15000000 | 0000 | IDR | General | 0 | 0 | Material | N | N | N | ""
10608 | 210001-DACH | coolant 2000 | coolant 2000 | 2017-04-27 17:49:40 | 0 | Ltr | 80000 | DACH | IDR | DACH | 0 | 0 | Material | N | N | N | ""
8321 | 311001-0000; 31001536 | Cooper Grounding Rod 7/8 Inchi | Cooper Grounding Rod 7/8 Inch | 2013-08-01 11:10:22 | 0 | Mtr | 400000 | 0000 | IDR | General | 0 | 10101 | Material | N | N | N | ""
8790 | 820020-0000 | Coordination Fee | Coordination Fee | 2013-12-12 12:07:10 | 0 | Ls | 2000000 | 0000 | IDR | General | 0 | 11916 | Material | N | N | N | ""
11286 | 211236-0000 | Copper clad steel ground rod, D 19 x 3 meter | Copper clad steel ground rod, D 19 x 3 meters | 2019-02-11 14:54:04 | 0 | Pcs | 24.42 | 0000 | USD | General | 0 | 14049 | Material | N | N | N | ""
8322 | 311005-0000 | Copper Grounding Rod 1/2 Inchi | Copper Grounding Rod 1/2 Inch | 2013-08-01 11:13:17 | 0 | Mtr | 4500000 | 0000 | IDR | General | 0 | 10101 | Material | N | N | N | ""
10194 | 111364-0000 | Cor Wiremesh | Wiremesh Cor | 2016-05-19 09:51:34 | 0 | M3 | 100000 | 0000 | IDR | General | 0 | 0 | Material | N | N | N | ""
9192 | 129096-0000 | Coring Soil Test & Report | Coring Soil Test & Report | 2014-04-23 15:46:58 | 0 | Ls | 2500000 | 0000 | IDR | General | 11000000 | 11313 | Material | N | N | N | ""
11861 | 611207-0000 | Corong Tremy 6 inch | Tremy 6 inch funnel | 2021-09-19 15:32:31 | 0 | Unit | 1662500 | 0000 | IDR | General | 0 | 0 | Material | N | N | N | ""
12430 | 111674-0000 | corrugated metal sheet Height 2 m . Length 0.8 M , Thickness 2mm | corrugated metal sheet Height 2 m. Length 0.8 M, Thickness 2mm | 2024-08-09 15:00:08 | 0 | Lbr | 39600 | 0000 | IDR | General | 0 | 0 | Material | N | N | N | ""
12116 | 111636-0000 | Corrugated Zinc Allumunium Roof L 1000 mm T 0.7 mm | Corrugated Zinc Allumunium Roof L 1000 mm H 0.7 mm | 2022-06-30 20:37:15 | 0 | Ml | 136486.49 | 0000 | IDR | General | 0 | 0 | Material | N | N | N | ""
12117 | 111637-0000 | Corrugated Zinc Allumunium Roof L 1000 mm T 0.75 mm | Corrugated Zinc Allumunium Roof L 1000 mm H 0.75 mm | 2022-06-30 20:39:07 | 0 | Ml | 177477.48 | 0000 | IDR | General | 0 | 0 | Material | N | N | N | ""
12663 | 111685-0000 | Corrugated Zinc Aluminium Roof T 0.40 mm | Corrugated Zinc Aluminum Roof T 0.40 mm | 2025-06-24 11:20:01 | 0 | M2 | 0 | 0000 |  | General | 0 | 0 | Material | N | N | N | ""
12138 | 111642-0000 | Corrugated Zinc Coated SteelRoof L 832 mm T 0.75 mm | Corrugated Zinc Coated Steel Roof L 832 mm H 0.75 mm | 2022-08-11 15:42:57 | 0 | Ml | 178500 | 0000 | IDR | General | 0 | 0 | Material | N | N | N | ""
9150 | 820027-0000 | Cost Helper/Daily Bases | Cost Helper/Daily Basis | 2014-04-22 13:57:38 | 0 | Mth | 145000 | 0000 | IDR | General | 0 | 11313 | Material | N | N | N | ""
9149 | 820026-0000 | Cost Jointer | Cost Jointer | 2014-04-22 13:56:50 | 0 | Mth | 0 | 0000 | IDR | General | 0 | 11313 | Material | N | N | N | ""
9148 | 820025-0000 | Cost Project Admin | Cost Project Admin | 2014-04-22 13:56:08 | 0 | Mth | 100000 | 0000 | IDR | General | 0 | 11313 | Material | N | N | N | ""
9147 | 820024-0000 | Cost Project Control | Cost Project Control | 2014-04-22 13:54:42 | 0 | Mth | 0 | 0000 | IDR | General | 0 | 11313 | Material | N | N | N | ""
9145 | 820023-0000 | Cost Project Manager | Cost Project Manager | 2014-04-22 11:26:52 | 0 | Mth | 0 | 0000 | IDR | General | 0 | 11313 | Material | N | N | N | ""
11505 | 611160-0000 | Counter Meter | Counter Meter | 2019-09-16 10:23:29 | 0 | Set | 4940000 | 0000 | IDR | General | 0 | 0 | Material | N | N | N | ""
10580 | 313278-0000 | Counter Weight | Counter Weight | 2017-03-27 18:47:54 | 0 | Kg | 250000 | 0000 | IDR | General | 0 | 0 | Material | N | N | N | ""
12321 | 211462-0000 | Counterweight 30 Kg For Insulator String Set | Counterweight 30 Kg For Insulator String Set | 2024-04-27 09:47:25 | 0 | Set | 1614496 | 0000 | IDR | General | 0 | 0 | Material | N | N | N | ""
11912 | 211389-0000 | Couplers | Couplers | 2021-09-24 13:43:30 | 0 | Pcs | 55.39 | 0000 | USD | General | 0 | 0 | Material | N | N | N | ""
9441 | 211055-0000 | Cover Cable Tray Elbow 90 W300 | Cover Cable Tray Elbow 90 W300 | 2014-09-02 10:24:47 | 0 | Pcs | 59420 | 0000 | IDR | General | 129000 | 11694 | Material | N | N | N | ""
9194 | 211040-0000 | Cover Cable Tray W150 mm | Cable Tray Cover W150 mm | 2016-11-23 09:13:11 | 0 | Mtr | 19807 | 0000 | IDR | General | 52000 | 13387 | Material | N | N | N | ""
9439 | 211053-0000 | Cover Cable Tray W300 mm | Cable Tray Cover W300 mm | 2014-09-02 10:22:20 | 0 | Mtr | 86666.67 | 0000 | IDR | General | 86666.67 | 11694 | Material | N | N | N | ""
9195 | 211041-0000 | Cover Clamp W150 | Cover Clamp W150 | 2014-04-25 11:03:44 | 0 | Pcs | 11000 | 0000 | IDR | General | 11000 | 11313 | Material | N | N | N | ""
9443 | 211057-0000 | Cover Clip (Tray) | Cover Clip (Tray) | 2014-09-02 10:27:55 | 0 | Pcs | 15000 | 0000 | IDR | General | 15000 | 11694 | Material | N | N | N | ""
8470 | 610007-0000 | Cover Joint for zebra Conductor | Cover Joint for zebra Conductor | 2013-09-17 18:59:09 | 0 | ea | 1200 | 0000 | USD | General | 1200 | 11455 | Material | N | N | N | ""
11028 | 313385-0000 | COYOTE JOINT BOX for OPGW | Coyote Joint Box for OPGW | 2017-11-16 15:24:49 | 0 | Pcs | 8499390 | 0000 | IDR | General | 0 | 7210220 | Material | N | N | N | ""
12721 | 413219-0000 | CPU Module for Multiplexer SDH | CPU Module for SDH Multiplexer | 2025-09-29 17:18:00 | 0 | Set | 52100000 | 0000 | IDR | General | 0 | 0 | Material | N | N | N | ""
10464 | 610007-TSE0 | Cradle Reel Elevator | Cradle Reel Elevator | 2016-12-21 21:01:25 | 0 | Pcs | 8127857.25 | TSE0 | IDR | TSE | 0 | 0 | Material | N | N | N | ""
12751 | 313785-0000 | Crimping Tools RJ45 | RJ45 Crimping Tools | 2025-10-14 14:32:11 | 0 | Pcs | 180000 | 0000 | IDR | General | 0 | 0 | Material | N | N | N | ""
11857 | 611203-0000 | Cross Bit dia.40 cm | Cross Bit dia.40 cm | 2021-09-19 15:26:14 | 0 | Unit | 2850000 | 0000 | IDR | General | 0 | 0 | Material | N | N | N | ""
12483 | 313669-0000 | Cubicle 8 PT, 2200x800x800 mm (HxWxD), IP 42, powder-coated, made from 2.5 mm SPHC. | Cubicle 8 PT, 2200x800x800 mm (HxWxD), IP 42, powder-coated, made from 2.5 mm SPHC. | 2024-11-07 14:09:35 | 0 | Set | 15750000 | 0000 | IDR | General | 0 | 0 | Material | N | N | N | ""
9777 | 323103-0000; 313164-0000 | CUBICLE AND ACCESSORIES | CUBICLES AND ACCESSORIES | 2015-02-03 14:36:04 | 0 | Set | 0 | 0000 | IDR | General | 0 | 12502 | Material | N | N | N | ""
12250 | 611315-0000 | curing compound liquid | curing compound liquid | 2023-05-17 18:02:39 | 0 | Ltr | 23000 | 0000 | IDR | General | 0 | 0 | Material | N | N | N | ""
12729 | 313764-0000 | Current Test Block, 6.6A rating, 10-pole type, suitable for current injection and relay applications | Current Test Block, 6.6A rating, 10-pole type, suitable for current injection and relay applications | 2025-10-08 11:30:04 | 0 | Pcs | 1199000 | 0000 | IDR | General | 0 | 0 | Material | N | N | N | ""
9676 | 111310-0000 | Current Transformer | Current Transformer | 2015-02-02 18:15:24 | 0 | Set | 96250000 | 0000 | IDR | General | 20126128.7 | 12502 | Material | N | N | N | ""
9677 | 111311-0000 | Current Transformer 70 kV | Current Transformer 70 kV | 2015-02-02 18:16:44 | 0 | Set | 16411854 | 0000 | IDR | General | 0 | 12502 | Material | N | N | N | ""
12078 | 720054-0000 | Custom Clearance | Customs Clearance | 2022-02-12 09:33:41 | 0 | Ls | 205000000 | 0000 | IDR | General | 0 | 0 | Material | N | N | N | ""
10378 | 313238-0000 | Custom clearence FCL material CT, CVT dan LT | Custom clearance FCL material CT, CVT and LT | 2016-09-28 11:30:26 | 0 | Ls | 3500000 | 0000 | IDR | General | 0 | 13103 | Material | N | N | N | ""
10379 | 313239-0000 | Custom clearence LCL Material LA | Custom clearance LCL Material LA | 2016-09-28 11:30:45 | 0 | Ls | 0 | 0000 |  | General | 0 | 13103 | Material | N | N | N | ""
10166 | 720036-0000 | Custrom clearence and transportation | Custrom clearance and transportation | 2016-03-08 14:46:49 | 0 | Ls | 29650000 | 0000 | IDR | General | 0 | 0 | Material | N | N | N | ""
8250 | 423017-0000 | Cut Over and Jointing secondary cables | Cut Over and Jointing secondary cables | 2013-07-26 13:24:23 | 0 | Core | 0 | 0000 | IDR | General | 0 | 9991 | Material | N | N | N | ""
11457 | 211262-0000 | Cutting Whell | Cutting Wheel | 2019-08-15 15:01:12 | 0 | Unit | 1412612.61 | 0000 | IDR | General | 0 | 0 | Material | N | N | N | ""
8383 | 820014-0000 | Daily Worker | Daily Worker | 2013-08-20 11:35:25 | 0 | Day | 300000 | 0000 | IDR | General | 0 | 10301 | Material | N | N | N | ""
8813 | 313044-0000 | Damper for Conductor ACSR 240 / 40 mm2 | Damper for Conductor ACSR 240 / 40 mm2 | 2016-11-15 10:03:10 | 0 | Pcs | 0 | 0000 | IDR | General | 0 | 11916 | Material | N | N | N | ""
10396 | 313245-0000 | Damper for GSW 55 mm2 | Damper for GSW 55 mm2 | 2016-11-15 10:03:54 | 0 | Pcs | 0 | 0000 |  | General | 0 | 0 | Material | N | N | N | ""
10397 | 313246-0000 | Damper for OPGW | Damper for OPGW | 2016-11-15 10:04:57 | 0 | Pcs | 0 | 0000 |  | General | 0 | 0 | Material | N | N | N | ""
10339 | 424163-0000 | Dana percepatan dan Perbaikan Feeder Tasikmalaya | Acceleration Fund and Improvement of Tasikmalaya Feeder | 2016-09-13 14:12:02 | 0 | Ls | 0 | 0000 |  | General | 0 | 0 | Material | N | N | N | ""
9597 | 129116-0000 | Dana Percepatan Penyelesaian Civil Works | Civil Works Completion Acceleration Fund | 2015-01-19 17:53:38 | 0 | Ls | 0 | 0000 | IDR | General | 0 | 12510 | Material | N | N | N | ""
11090 | 313416-0000 | Danger Plate with fixing facilities | Danger Plate with fixing facilities | 2018-04-05 17:52:13 | 0 | Pcs | 285000 | 0000 | IDR | General | 0 | 0 | Material | N | N | N | ""
8589 | 111231-0000 | Danger Plate with fixing facilities (2 sets per tower) | Danger Plate with fixing facilities (2 sets per tower) | 2013-10-04 08:04:45 | 0 | Twr | 575000 | 0000 | IDR | General | 0 | 11132 | Material | N | N | N | ""
12109 | 211421-0000 | Danger Plate with fixing facilities (2 sets per tower) Ukr 200 mm x 300 mm | Danger Plate with fixing facilities (2 sets per tower) Ukr 200 mm x 300 mm | 2022-06-28 12:07:03 | 0 | Twr | 0 | 0000 |  | General | 0 | 0 | Material | N | N | N | ""
12113 | 211423-0000 | Danger Plate with fixing facility 200 mm x 300 mm | Danger Plate with fixing facility 200 mm x 300 mm | 2022-06-28 13:34:56 | 0 | Pcs | 150000 | 0000 | IDR | General | 0 | 0 | Material | N | N | N | ""
7666 | 310060-EPST | DC Exhaust Fan APM 315 | DC Exhaust Fan APM 315 |  | 0 | Set | 0 | EBM P | "" | "" | 0 | 0 | Material | N | N | N
9979 | 413151-0000 | DC-OF-SM-24 Kabel Duct Fiber Optik single mode 24 core G 652 D | DC-OF-SM-24 Fiber Optic Duct Cable single mode 24 core G 652 D | 2015-08-13 14:19:21 | 0 | Mtr | 7500 | 0000 | IDR | General | 9000 | 13518 | Material | N | N | N | ""
8450 | 424038-0000 | DD-BM , Duct installation by boring method, manual or machine 1 way | DD-BM , Duct installation by boring method, manual or machine 1 way | 2013-09-10 12:08:53 | 0 | Mtr | 62500 | 0000 | IDR | General | 62500 | 11194 | Material | N | N | N | ""
8448 | 424036-0000 | DD-BM-HDPE1 , Boring (manually or machine) for HDPE pipe 40 mm outer diameter, 33 mm inside diameter and 1,5 meter depth 1 way | DD-BM-HDPE1 , Boring (manually or machine) for HDPE pipe 40 mm outer diameter, 33 mm inside diameter and 1.5 meter depth 1 way | 2013-09-10 12:06:40 | 0 | Mtr | 26822.7 | 0000 | IDR | General | 20000 | 11194 | Material | N | N | N | ""
8449 | 424037-0000 | DD-BM-HDPE2 , Boring (manually or machine) for HDPE pipe 40 mm outer diameter, 33 mm inside diameter and 1,5 meter depth 2 way | DD-BM-HDPE2 , Boring (manually or machine) for HDPE pipe 40 mm outer diameter, 33 mm inside diameter and 1.5 meter depth 2 way | 2013-09-10 12:07:39 | 0 | Mtr | 1571.4 | 0000 | IDR | General | 36458 | 11194 | Material | N | N | N | ""
8170 | 424018-0000 | DD-HDPE -1 Pemasangan HDPE 33 mm pada rute kabel 1 pipa | DD-HDPE -1 Installation of 33 mm HDPE on a 1 pipe cable route | 2013-07-10 14:11:44 | 0 | Mtr | 1309.5 | 0000 | IDR | General | 200 | 9982 | Material | N | N | N | ""
10215 | 424150-0000 | DD-RV Perbaiakn Route Duct/HDPE 1 pipa | DD-RV Route Duct/HDPE 1 pipe repair | 2016-06-22 15:51:01 | 0 | Mtr | 32606 | 0000 | IDR | General | 0 | 0 | Material | N | N | N | ""
8527 | 310065-0000 | Dead End Clamp (Tension) | Dead End Clamp (Tension) | 2013-10-02 11:23:35 | 0 | Set | 3500000 | 0000 | IDR | General | 6500 | 11132 | Material | N | N | N | ""
11623 | 313506-0000 | Dead End Grip Full Tension for OPGW 100 mm2 | Dead End Grip Full Tension for OPGW 100 mm2 | 2020-05-30 17:41:27 | 0 | Pcs | 183000 | 0000 | IDR | General | 0 | 0 | Material | N | N | N | ""
9587 | 413119-0000 | Deadend Clamp set type capit | Deadend Clamp set type capit | 2014-12-11 09:26:18 | 0 | Pcs | 23000 | 0000 | IDR | General | 23000 | 12200 | Material | N | N | N | ""
10344 | 221039-0000 | Delivery Material dari Warehouse ke Drop Zone | Delivery of Material from Warehouse to Drop Zone | 2016-09-15 17:09:10 | 0 | Kg | 0 | 0000 |  | General | 0 | 0 | Material | N | N | N | ""
10298 | 413187-0000 | Dell Power Edge R720 Power Supply, 750 WP, RDNT, FLX, V2 | Dell Power Edge R720 Power Supply, 750 WP, RDNT, FLX, V2 | 2016-09-07 17:09:41 | 0 | Unit | 5100000 | 0000 | IDR | General | 0 | 0 | Material | N | N | N | ""
11079 | 129344-0000 | demolish existing fence | demolish the existing fence | 2018-03-22 11:57:43 | 0 | Ls | 3656250 | 0000 | IDR | General | 0 | 0 | Material | N | N | N | ""
11422 | 111509-0000 | Dempul/Pelamir | Putty/Plaster | 2019-07-22 09:42:29 | 0 | Klg | 168000 | 0000 | IDR | General | 0 | 0 | Material | N | N | N | ""
12654 | 720116-0000 | Demurrage Container 20 Ft | 20 Ft Container Demurrage | 2025-06-13 17:22:17 | 0 | Day | 0 | 0000 |  | General | 0 | 0 | Material | N | N | N | ""
10729 | 129235-0000 | Dengan Tiang PJU yang digalvanis tinggi 9 m lengkap dengan | With galvanized PJU poles 9 m high complete with | 2017-08-03 18:45:20 | 0 | Pcs | 4700000 | 0000 | IDR | General | 0 | 0 | Material | N | N | N | ""
11126 | 129347-0000 | Design engineering | Design engineering | 2018-05-30 11:49:57 | 0 | Ls | 81500000 | 0000 | IDR | General | 0 | 0 | Material | N | N | N | ""
12652 | 720114-0000 | Detention Container 20 Ft | 20 Ft Detention Container | 2025-06-13 17:17:25 | 0 | Day | 0 | 0000 |  | General | 0 | 0 | Material | N | N | N | ""
12653 | 720115-0000 | Detention Container 40 Ft | 40 Ft Detention Container | 2025-06-13 17:20:57 | 0 | Day | 95000 | 0000 | IDR | General | 0 | 0 | Material | N | N | N | ""
11311 | 720049-0000 | Dexlite | Dexlite | 2019-03-19 12:00:07 | 0 | Ltr | 14700 | 0000 | IDR | General | 0 | 0 | Material | N | N | N | ""
8474 | 610010-0000 | DIES ACSR Zebra 435 55 mm2 Dead End for Alumunium Compression | DIES ACSR Zebra 435 55 mm2 Dead End for Aluminum Compression | 2013-09-18 15:46:02 | 0 | ea | 2375000 | 0000 | IDR | General | 252 | 11455 | Material | N | N | N | ""
8475 | 610011-0000 | DIES ACSR Zebra 435 55 mm2 Dead End for Steel Core Compression | DIES ACSR Zebra 435 55 mm2 Dead End for Steel Core Compression | 2013-09-18 15:48:31 | 0 | ea | 962200 | 0000 | IDR | General | 252 | 11455 | Material | N | N | N | ""
10503 | 610019-TSE0; 210001-DNFG | Dies Dove ACSR Aluminium | Dies Dove ACSR Aluminum | 2016-12-22 00:11:27 | 0 | Set | 962200 | TSE0 | IDR | TSE | 0 | 0 | Material | N | N | N | ""
10497 | 610015-TSE0; 610020-TSE0 | Dies Dove Steel ACSR | Dies Dove Steel ACSR | 2016-12-21 22:28:31 | 0 | Pcs | 0 | TSE0 |  | TSE | 0 | 0 | Material | Y | N | N | ""
8476 | 610012-0000 | DIES GSW 95 mm2 Dead End for Steel Core Compression | DIES GSW 95 mm2 Dead End for Steel Core Compression | 2013-09-18 15:49:38 | 0 | ea | 126 | 0000 | USD | General | 126 | 11455 | Material | N | N | N | ""
10455 | 210001-TSE0 | Dies Hawk ACSR Alumunium | Dies Hawk ACSR Aluminum | 2016-12-21 22:23:20 | 0 | Set | 962200 | TSE0 | IDR | TSE | 0 | 13355 | Material | N | N | N | ""
10496 | 610014-TSE0; 610021-TSE0 | Dies Hawk Steel ACSR | Dies Hawk Steel ACSR | 2016-12-21 22:25:28 | 0 | Pcs | 0 | TSE0 |  | TSE | 0 | 0 | Material | Y | N | N | ""
12000 | 611268-0000 | Digital Earth Tester | Digital Earth Tester | 2021-12-12 12:11:13 | 0 | Unit | 250000 | 0000 | IDR | General | 0 | 0 | Material | N | N | N | ""
11063 | 313407-0000 | Digital Fault Recorder | Digital Fault Recorder | 2018-03-16 15:43:09 | 0 | Set | 642220000 | 0000 | IDR | General | 0 | 0 | Material | N | N | N | ""
9774 | 323102-0000; 313163-0000; 323137-0000 | DIGITAL PLC TERMINAL - POWER TRANSMISSION 50 WATTS - TRANSMMISSION SPEED UP TO 76.8 KBIT/S - PROGRAMMABLE FREQUENCY RANGE 3 UNCOMPRESSED VOICE CHANNELS - DIGITAL DATA CHANNEL - SERVICE TELEPHONE | DIGITAL PLC TERMINAL - POWER TRANSMISSION 50 WATTS - TRANSMMISSION SPEED UP TO 76.8 KBIT/S - PROGRAMMABLE FREQUENCY RANGE 3 UNCOMPRESSED VOICE CHANNELS - DIGITAL DATA CHANNEL - TELEPHONE SERVICE | 2015-02-03 14:32:31 | 0 | Set | 0 | 0000 | IDR | General | 0 | 12502 | Material | N | N | N | ""
12371 | 413212-0000 | Digital Teleprotection | Digital Teleprotection | 2024-05-19 13:48:33 | 0 | Unit | 145295000 | 0000 | IDR | General | 0 | 0 | Material | N | N | N | ""
10957 | 413195-0000 | Digital TP | Digital TP | 2017-09-13 10:46:42 | 0 | Set | 77442400 | 0000 | IDR | General | 0 | 0 | Material | N | N | N | ""
10949 | 413193-0000 | DIGSI SOFTWARE | DIGSI SOFTWARE | 2017-09-12 15:13:32 | 0 | lot | 37044000 | 0000 | IDR | General | 0 | 0 | Material | N | N | N | ""
12490 | 313676-0000 | DIN Rail | DIN Rail | 2024-11-07 15:02:57 | 0 | Mtr | 108260.83 | 0000 | IDR | General | 0 | 0 | Material | N | N | N | ""
10490 | 611100-0000 | Dinamo Meter Digital | Digital Dynamo Meter | 2016-12-21 21:54:59 | 0 | Pcs | 7750000 | 0000 | IDR | General | 0 | 0 | Material | N | N | N | ""
9685 | 111319-0000 | Disconnecting /& Earthing Switches (DS/E) | Disconnecting /& Earthing Switches (DS/E) | 2015-02-02 18:27:16 | 0 | Set | 142952400 | 0000 | IDR | General | 25786847.1 | 12502 | Material | N | N | N | ""
9683 | 111317-0000 | Disconnecting Switches (DS) | Disconnecting Switches (DS) | 2015-02-02 18:25:08 | 0 | Set | 57519456 | 0000 | IDR | General | 16938505.45 | 12502 | Material | N | N | N | ""
9684 | 111318-0000 | Disconnecting Switches (DS) 70 kV | Disconnecting Switches (DS) 70 kV | 2015-02-02 18:26:19 | 0 | Set | 75000 | 0000 | IDR | General | 0 | 12502 | Material | N | N | N | ""
9490 | 424079-0000 | Dismantle Cable Tray | Dismantle Cable Tray | 2014-10-10 09:58:10 | 3900 | Mtr | 0 | 0000 | IDR | General | 0 | 12020 | Material | Y | N | N | ""
9487 | 424076-0000 | Dismantle Coaxial Feeder Cable | Dismantle Coaxial Feeder Cable | 2014-10-10 09:48:15 | 2700 | Mtr | 6200000 | 0000 | IDR | General | 6200000 | 12020 | Material | Y | N | N | ""
9489 | 424078-0000 | Dismantle Indoor Antenna | Dismantle Indoor Antenna | 2014-10-10 09:53:01 | 7800 | Pcs | 7000000 | 0000 | IDR | General | 0 | 12020 | Material | Y | N | N | ""
9488 | 424077-0000 | Dismantle Splitter/Coupler/Combiner | Dismantle Splitter/Coupler/Combiner | 2014-10-10 09:51:40 | 11400 | Pcs | 0 | 0000 | IDR | General | 0 | 12020 | Material | Y | N | N | ""
11778 | 221051-0000 | Dismantle Tower Emergency | Dismantle Tower Emergency | 2021-03-23 15:06:16 | 0 | Ls | 10500000 | 0000 | IDR | General | 0 | 0 | Material | N | N | N | ""
10672 | 129222-0000 | Dismantle Tower PLN 275 Kv | Dismantle the 275 KV PLN Tower | 2017-07-20 10:16:04 | 0 | Kg | 12200000 | 0000 | IDR | General | 0 | 0 | Material | N | N | N | ""
11050 | 129340-0000 | Dismantling Materials and Accessories Conductor | Dismantling Materials and Accessories Conductor | 2018-03-09 10:23:18 | 0 | Km | 40697674.42 | 0000 | IDR | General | 0 | 0 | Material | N | N | N | ""
11049 | 129339-0000 | Dismantling Materials and Accessories Tower | Dismantling Materials and Accessories Tower | 2018-03-09 10:22:07 | 0 | Twr | 1350 | 0000 | IDR | General | 0 | 0 | Material | N | N | N | ""
11051 | 129341-0000 | Dismantling Tower Foundations | Dismantling Tower Foundations | 2018-03-09 10:24:14 | 0 | Twr | 2500000 | 0000 | IDR | General | 0 | 0 | Material | N | N | N | ""
10427 | 810027-0000 | Divider 1-20 | Divider 1-20 | 2016-11-24 09:26:01 | 0 | Pcs | 26700 | 0000 | IDR | General | 0 | 0 | Material | N | N | N | ""
10426 | 810026-0000 | Divider 1-31 | Divider 1-31 | 2016-11-24 09:25:26 | 0 | Pcs | 27750 | 0000 | IDR | General | 0 | 0 | Material | N | N | N | ""
10099 | 323138-0000 | Documentation | Documentation | 2015-12-14 13:45:59 | 0 | lot | 20000 | 0000 | IDR | General | 0 | 0 | Material | N | N | N | ""
11122 | 313434-0000 | Dogbone damper TACSR 410 mm incl. Protection Rods | Dogbone damper TACSR 410 mm incl. Protection Rods | 2018-05-23 11:32:00 | 0 | Set | 650000 | 0000 | IDR | General | 0 | 0 | Material | N | N | N | ""
10417 | 211102-0000 | Dogbone Vibration Damper for ACSR 240/40 | Dogbone Vibration Damper for ACSR 240/40 | 2016-11-23 14:28:39 | 0 | Set | 279944 | 0000 | IDR | General | 0 | 0 | Material | N | N | N | ""
10418 | 211103-0000 | Dogbone Vibration Damper for OPGW 60 | Dogbone Vibration Damper for OPGW 60 | 2016-11-23 14:29:12 | 0 | Set | 180450 | 0000 | IDR | General | 0 | 0 | Material | N | N | N | ""
9387 | 313078-0000 | DOGBONE VIBRATION DAMPER GSW 55mm2 AS | DOGBONE VIBRATION DAMPER GSW 55mm2 AS | 2014-08-07 18:16:27 | 0 | Set | 292740 | 0000 | IDR | General | 16 | 11666 | Material | N | N | N | ""
8456 | 210045-0000 | Dogkrak | Dogkrak | 2013-09-10 14:35:37 | 0 | Set | 0 | 0000 | IDR | General | 0 | 11194 | Material | N | N | N | ""
9409 | 810006-0000 | Dokumen tender | Tender documents | 2014-08-27 15:22:43 | 0 | Ls | 12564000 | 0000 | IDR | General | 0 | 11684 | Material | N | N | N | ""
11396 | 111499-0000 | dolken | dolken | 2019-06-27 17:25:47 | 0 | btg | 45000 | 0000 | IDR | General | 0 | 0 | Material | N | N | N | ""
10279 | 620012-0000 | Domain and Hosting | Domain and Hosting | 2016-08-08 13:17:32 | 0 | Yr | 0 | 0000 |  | General | 0 | 0 | Material | N | N | N | ""
7437 | 410083-0000 | Dome Closure 12 core | Dome Closure 12 core |  | 0 | Set | 0 | Gener |  |  | 0 | 0 |  | N | N | N
7438 | 410084-0000 | Dome Closure 48 core | Dome Closure 48 core |  | 0 | Set | 0 | Gener |  |  | 0 | 0 |  | N | N | N
10184 | 413171-0000 | Dome Closure Joint Box - 24 Core | Dome Closure Joint Box - 24 Cores | 2016-05-10 10:08:24 | 0 | Set | 1206631 | 0000 | IDR | General | 0 | 0 | Material | N | N | N | ""
9479 | 820061-0000 | Donation | Donation | 2014-10-01 10:09:46 | 0 | Ls | 0 | 0000 | IDR | General | 0 | 11973 | Material | N | N | N | ""
11660 | 910001-0000 | Dongle Electronic | Electronic Dongle | 2020-09-21 12:51:47 | 0 | Pcs | 1500000 | 0000 | IDR | General | 0 | 0 | Material | N | N | N | ""
9589 | 211071-0000 | Dongyang Breaker Adapter Ste | Dongyang Breaker Adapter Ste | 2014-12-12 15:04:28 | 0 | Pcs | 200000 | 0000 | IDR | General | 200000 | 12200 | Material | N | N | N | ""
9588 | 211070-0000 | Dongyang Breaker Hydraulic Hose | Dongyang Hydraulic Hose Breaker | 2014-12-12 15:03:34 | 0 | Pcs | 1800000 | 0000 | IDR | General | 1800000 | 12200 | Material | N | N | N | ""
9573 | 211069-0000 | Dongyang Chisel Moil Point Type D90/06D-01 | Dongyang Chisel Moil Point Type D90/06D-01 | 2014-12-03 17:40:05 | 0 | Pcs | 5300000 | 0000 | IDR | General | 4851000 | 12158 | Material | N | N | N | ""
12124 | 211426-0000 | Door Seal | Door Seal | 2022-07-19 14:11:54 | 0 | Set | 700000 | 0000 | IDR | General | 0 | 0 | Material | N | N | N | ""
12569 | 313716-0000 | Door Switch | Door Switch | 2025-01-17 16:34:32 | 0 | Pcs | 52300 | 0000 | IDR | General | 0 | 0 | Material | N | N | N | ""
10435 | 211115-0000 | Double Eye Link | Double Eye Link | 2016-11-29 09:34:43 | 0 | Pcs | 0 | 0000 |  | General | 0 | 0 | Material | N | N | N | ""
11237 | 211188-0000 | Double head mesh shock for 29-38mm, PN C07.S.3 | Double head mesh shock for 29-38mm, PN C07.S.3 | 2019-01-18 15:49:46 | 0 | Pcs | 1700000 | 0000 | IDR | General | 0 | 0 | Material | N | N | N | ""
11389 | 611142-0000 | Double Landyard with Absorber | Double Landyard with Absorber | 2019-06-17 13:25:00 | 0 | Set | 120000 | 0000 | IDR | General | 0 | 0 | Material | N | N | N | ""
10511 | 610019-DNFG | Double Line Cart 400 MM SFS1-400 | Double Line Cart 400MM SFS1-400 | 2016-12-23 11:11:02 | 0 | Pcs | 7560000 | DNFG | IDR | Dong Fang | 0 | 0 | Material | N | N | N | ""
11541 | 211268-0000 | double naple | double naple | 2019-11-04 15:54:03 | 0 | Pcs | 10000 | 0000 | IDR | General | 0 | 0 | Material | N | N | N | ""
12707 | 313760-0000 | Double Pole Switch | Double Pole Switch | 2025-08-15 18:37:32 | 0 | Pcs | 22000 | 0000 | IDR | General | 0 | 0 | Material | N | N | N | ""
12323 | 313603-0000 | Double Suspension String Set 120 kN For Conductor 1 x ACSR 250mm2 | Double Suspension String Set 120 kN For Conductor 1 x ACSR 250mm2 | 2024-04-27 09:55:46 | 0 | Set | 2575044 | 0000 | IDR | General | 0 | 0 | Material | N | N | N | ""
10566 | 313264-0000 | Double suspension string set 120 kN with fog type (string set min. 240 KN) | Double suspension string set 120 kN with fog type (string set min. 240 KN) | 2017-03-27 17:19:41 | 0 | Set | 2832824.86 | 0000 | IDR | General | 0 | 0 | Material | N | N | N | ""
10916 | 211138-0000 | Double Suspension String Set for ACSR Hawk 240/40 sqmm | Double Suspension String Set for ACSR Hawk 240/40 sqmm | 2017-08-04 17:38:57 | 0 | Set | 2077977 | 0000 | IDR | General | 0 | 0 | Material | N | N | N | ""
10078 | 313214-0000 | Double tape | Double-sided tape | 2015-11-30 15:15:55 | 0 | Pcs | 12040.54 | 0000 | IDR | General | 0 | 0 | Material | N | N | N | ""
9390 | 313081-0000 | Double Tension l x ACSR 240/40, 16 mm Couple | Double Tension l x ACSR 240/40, 16 mm Couple | 2014-08-07 19:12:47 | 0 | Set | 1890510 | 0000 | IDR | General | 199.03 | 11666 | Material | N | N | N | ""
11630 | 313511-0000 | Double tension set for ACCC Lisbon 310 mm, deand end clamp, arching horn, w/o disk insulator | Double tension set for ACCC Lisbon 310 mm, head and end clamp, arching horn, w/o disk insulator | 2020-07-22 15:40:08 | 0 | Set | 10930725 | 0000 | IDR | General | 0 | 0 | Material | N | N | N | ""
9606 | 313105-0000 | Double tension string 120kN min 4250mm creepage distance for HTLS 2x1000A (ACCC) | Double tension string 120kN min 4250mm creepage distance for HTLS 2x1000A (ACCC) | 2015-01-27 13:29:16 | 0 | Set | 0 | 0000 | USD | General | 0 | 12510 | Material | N | N | N | ""
9928 | 313179-0000 | Double Tension String for Conductor 2xTACSR 410 UTS 210kN | Double Tension String for Conductor 2xTACSR 410 UTS 210kN | 2015-06-19 16:00:40 | 0 | Set | 3982825 | 0000 | IDR | General | 0 | 0 | Material | N | N | N | ""
12325 | 313605-0000 | Double Tension String Set 120 kN For Conductor 1 x ACSR 250mm2 | Double Tension String Set 120 kN For Conductor 1 x ACSR 250mm2 | 2024-04-27 10:15:08 | 0 | Set | 2316569 | 0000 | IDR | General | 0 | 0 | Material | N | N | N | ""
10567 | 313265-0000 | Double tension string set 120 kN with fog type (string set min. 240 KN) | Double tension string set 120 kN with fog type (string set min. 240 KN) | 2017-03-27 17:21:00 | 0 | Set | 3981763.67 | 0000 | IDR | General | 0 | 0 | Material | N | N | N | ""
11053 | 313398-0000 | Double tension string set 210 kN with fog type | Double tension string set 210 kN with fog type | 2018-03-09 10:29:31 | 0 | Set | 4171972.5 | 0000 | IDR | General | 0 | 0 | Material | N | N | N | ""
12381 | 313627-0000 | Double Tension string set for 2xAAC Lupine 1267 Sqmm, 120kN, w/o insulator, without turnbuckle, compression type | Double Tension string set for 2xAAC Lupine 1267 Sqmm, 120kN, w/o insulator, without turnbuckle, compression type | 2024-05-23 09:08:39 | 0 | Set | 4525825 | 0000 | IDR | General | 0 | 0 | Material | N | N | N | ""
10405 | 313254-0000 | Double Tension String Set for Conductor 240 / 40 mm2 | Double Tension String Set for Conductor 240 / 40 mm2 | 2016-11-15 10:26:52 | 0 | Set | 2580512 | 0000 | IDR | General | 0 | 0 | Material | N | N | N | ""
11828 | 211337-0000 | Double Tension Stringset for Conductor 2xTACSR 410 | Double Tension Stringset for Conductor 2xTACSR 410 | 2021-09-01 08:22:53 | 0 | Set | 4191265 | 0000 | IDR | General | 0 | 0 | Material | N | N | N | ""
11518 | 313487-0000 | Downlead Clamp | Downlead Clamp | 2019-09-23 20:59:19 | 0 | Pcs | 0 | 0000 |  | General | 0 | 0 | Material | N | N | N | ""
11026 | 313383-0000 | DOWNLEAD CLAMP for Tension OPGW 60 RHL | DOWNLEAD CLAMP for Tension OPGW 60 RHL | 2017-11-16 15:30:25 | 0 | Pcs | 150758 | 0000 | IDR | General | 0 | 150758 | Material | N | N | N | ""
9710 | 111339-0000 | Drainage | Drainage | 2015-02-02 18:58:13 | 0 | Mtr | 296875 | 0000 | IDR | General | 0 | 12502 | Material | N | N | N | ""
11476 | 129371-0000 | Drainase Air | Water Drainage | 2019-09-02 22:23:47 | 0 | Ml | 380000 | 0000 | IDR | General | 0 | 0 | Material | N | N | N | ""
11077 | 111482-0000 | driven pile 30x30 cm | driven pile 30x30 cm | 2018-03-22 11:53:02 | 0 | Mtr | 0 | 0000 |  | General | 0 | 0 | Material | N | N | N | ""
12390 | 129460-0000 | Driven Pile Dia 40 cm | Driven Pile Dia 40 cm | 2024-05-23 10:07:59 | 0 | Ml | 0 | 0000 |  | General | 0 | 0 | Material | N | N | N | ""
12346 | 111663-0000 | Driven Pile sq 30x30 cm (K-450, 8 dia 13) | Driven Pile sq 30x30 cm (K-450, 8 dia 13) | 2024-05-16 10:12:39 | 0 | Mtr | 290000 | 0000 | IDR | General | 0 | 0 | Material | N | N | N | ""
10495 | 611102-0000 | Drone | Drone | 2016-12-21 22:00:38 | 0 | Pcs | 15500000 | 0000 | IDR | General | 0 | 0 | Material | N | N | N | ""
9810 | 413134-0000 | Drop Cable 2 Core | Drop Cable 2 Core | 2016-06-16 15:37:00 | 0 | Mtr | 3025 | 0000 | IDR | General | 3025 | 13322 | Material | N | N | N | ""
8455 | 210044-0000 | Drum Jack | Drum Jack | 2013-09-10 14:34:56 | 0 | Set | 0 | 0000 | IDR | General | 0 | 11194 | Material | N | N | N | ""
11917 | 611219-0000 | Drum Kaleng Dia.40cm | 40cm Diameter Tin Drum | 2021-09-29 15:09:04 | 0 | Unit | 80000 | 0000 | IDR | General | 0 | 0 | Material | N | N | N | ""
11836 | 111610-0000 | Drum Plastik 200 Liter | 200 Liter Plastic Drum | 2021-09-03 17:12:35 | 0 | Pcs | 229700 | 0000 | IDR | General | 0 | 0 | Material | N | N | N | ""
10451 | 610001-SAIN | Drum Stand | Drum Stand | 2016-12-21 20:41:06 | 0 | Set | 9000000 | SAIN | IDR | Sahabat Indonesia | 0 | 0 | Material | N | N | N | ""
10034 | 410073-PACI | Dualband Combiner Din-F type for 2G & 3G | Dualband Combiner Din-F type for 2G & 3G | 2015-10-28 10:21:38 | 0 | Pcs | 2237891.25 | PACI | IDR | PACIFIC WAVE | 0 | 0 | Material | N | N | N | ""
10033 | 410003-COMB | Dualband Combiner Din-f Type for LTE | Dualband Combiner Din-f Type for LTE | 2015-10-28 10:07:40 | 0 | Pcs | 4172910 | COMB | IDR | COMBA | 0 | 0 | Material | N | N | N | ""
9140 | 410002-Whub | Dualband Combiner, CH1 1800Mhz,CH2 2100Mhz | Dualband Combiner, CH1 1800Mhz,CH2 2100Mhz | 2014-04-18 06:53:34 | 0 | Pcs | 260 | Whub | USD | Winhub | 260 | 11313 | Material | N | N | N | ""
7415 | 410066-PACI | Dualband Combiner, CH1=1800Mhz,CH2=2100Mhz | Dualband Combiner, CH1=1800Mhz,CH2=2100Mhz |  | 0 | Pcs | 3328250 | Pacif | IDR |  | 250 | 0 |  | N | N | N
7414 | 410065-PACI | Dualband Combiner, CH1=900Mhz,CH2=1800Mhz | Dualband Combiner, CH1=900Mhz,CH2=1800Mhz |  | 0 | Pcs | 250 | Pacif | USD |  | 250 | 0 |  | N | N | N
9504 | 413098-0000 | Duct PVC/HDPE | PVC/HDPE Duct | 2016-02-05 10:23:06 | 0 | Btg | 0 | 0000 | IDR | General | 0 | 12210 | Material | N | N | N | ""
12711 | 413217-0000 | Dudukan LSA 10 baris stainless | Stainless 10-row LSA mount | 2025-09-04 16:55:47 | 0 | Set | 40000 | 0000 | IDR | General | 0 | 0 | Material | N | N | N | ""
9138 | 413056-0000 | Dummy Load 10 Watt Din(m) | Dummy Load 10 Watt Din(m) | 2014-04-18 06:38:20 | 0 | Pcs | 35 | 0000 | USD | General | 35 | 11313 | Material | N | N | N | ""
9123 | 413053-0000 | Dummy Load 10 Watt N(m) | Dummy Load 10 Watt N(m) | 2014-09-05 14:33:39 | 0 | Pcs | 40 | 0000 | USD | General | 40 | 11510 | Material | N | N | N | ""
9466 | 413092-0000 | Dummy Load 25 Watt N(m) | Dummy Load 25 Watt N(m) | 2014-09-05 14:35:29 | 0 | Pcs | 64 | 0000 | USD | General | 64 | 11694 | Material | N | N | N | ""
9586 | 413118-0000 | Dummy Load 30 Watt N(m) | Dummy Load 30 Watt N(m) | 2016-03-02 09:28:01 | 0 | Pcs | 0 | 0000 | IDR | General | 864000 | 13407 | Material | N | N | N | ""
9122 | 413052-0000 | Dummy Load 5 Watt N(m) | Dummy Load 5 Watt N(m) | 2014-09-05 14:34:20 | 0 | Pcs | 25 | 0000 | USD | General | 24 | 11510 | Material | N | N | N | ""
9137 | 413055-0000 | Dummy Load 50 Watt Din(m) | Dummy Load 50 Watt Din(m) | 2014-04-18 06:36:41 | 0 | Pcs | 736576 | 0000 | IDR | General | 70 | 11313 | Material | N | N | N | ""
9142 | 413057-0000 | Dummy Load 50 Watt N(m) | Dummy Load 50 Watt N(m) | 2014-09-05 14:33:12 | 0 | Pcs | 850000 | 0000 | IDR | General | 85 | 11313 | Material | N | N | N | ""
11804 | 710007-0000 | Dump Truck | Dump Truck | 2021-06-11 21:30:56 | 0 | Unit | 0 | 0000 |  | General | 0 | 0 | Material | N | N | N | ""
10466 | 610008-DNFG | Dupont Rope 8 MM | Dupont Rope 8 MM | 2016-12-21 21:05:30 | 0 | Mtr | 6800 | DNFG | IDR | Dong Fang | 0 | 0 | Material | N | N | N | ""
10465 | 610007-DNFG | Dupont Rope D 16 mm | Dupont Rope D 16 mm | 2016-12-21 21:03:06 | 0 | Mtr | 12750 | DNFG | IDR | Dong Fang | 0 | 0 | Material | N | N | N | ""
7646 | 310040-0000 | Duradus Indoor | Duradus Indoor |  | 0 | Pcs | 0 | Gener | "" | "" | 0 | 0 | Material | N | N | N
7647 | 310041-0000 | Duradus Outdoor | Duradus Outdoor |  | 0 | Pcs | 13000 | Gener | IDR | "" | 0 | 0 | Material | N | N | N
11673 | 313527-0000 | DVR 16 Channel | 16 Channel DVR | 2020-10-02 11:10:34 | 0 | Pcs | 3320000 | 0000 | IDR | General | 0 | 0 | Material | N | N | N | ""
12553 | 460001-0000 | DVR 8 channel | 8-channel DVR | 2025-01-09 09:54:15 | 0 | Unit | 0 | 0000 |  | General | 0 | 0 | Material | N | N | N | ""
12422 | 211474-0000 | Dynabolt M10 ( Bolt & Nut ) Length 60mm | Dynabolt M10 (Bolt & Nut) Length 60mm | 2024-07-28 16:05:14 | 0 | Pcs | 3000 | 0000 | IDR | General | 0 | 0 | Material | N | N | N | ""
8712 | 211031-0000 | Dynabolt M12 ( Bolt & Nut ) | Dynabolt M12 (Bolt & Nut) | 2013-10-23 10:13:54 | 0 | Pcs | 1711.71 | 0000 | IDR | General | 3000 | 11366 | Material | N | N | N | ""
9198 | 211043-0000 | Dynabolt M6x5 | Dynabolt M6x5 | 2018-04-17 15:09:47 | 0 | Pcs | 2000 | 0000 | IDR | General | 4500 | 13828 | Material | N | N | N | ""
12724 | 413222-0000 | E1 Interface Module for SDH Multiplexer (incl. cables) | E1 Interface Module for SDH Multiplexer (incl. cables) | 2025-09-29 17:27:06 | 0 | Set | 38200000 | 0000 | IDR | General | 0 | 0 | Material | N | N | N | ""
10758 | 620017-0000 | Ear Plug | Ear Plug | 2017-08-03 19:17:51 | 0 | Pcs | 35000 | 0000 | IDR | General | 0 | 0 | Material | N | N | N | ""
8810 | 313041-0000 | Earth Conductor Suspension Clamp for ACSR / AS 240/40 mm2 | Earth Conductor Suspension Clamp for ACSR / AS 240/40 mm2 | 2013-12-16 16:52:51 | 0 | Set | 0 | 0000 | IDR | General | 0 | 11916 | Material | N | N | N | ""
8811 | 313042-0000 | Earth Conductor Tension Clamp for ACSR / AS 240/40 mm2 | Earth Conductor Tension Clamp for ACSR / AS 240/40 mm2 | 2013-12-16 16:58:20 | 0 | Set | 0 | 0000 | IDR | General | 0 | 11916 | Material | N | N | N | ""
10487 | 610013-DNFG | Earth Drill, SDZ5, 50kN | Earth Drill, SDZ5, 50kN | 2016-12-21 21:50:42 | 0 | Pcs | 774350 | DNFG | IDR | Dong Fang | 0 | 0 | Material | N | N | N | ""
11515 | 313484-0000 | Earth End Arching Horn | Earth End Arching Horn | 2019-09-23 20:57:18 | 0 | Pcs | 163583 | 0000 | IDR | General | 0 | 0 | Material | N | N | N | ""
8545 | 313021-0000 | Earth Wire Tension String for GSW 55 mm2 | Earth Wire Tension String for GSW 55 mm2 | 2016-11-15 10:15:53 | 0 | Set | 0 | 0000 | IDR | General | 0 | 11132 | Material | N | N | N | ""
12358 | 211465-0000 | Earth Wire Tension String For GSW 70 mm2 | Earth Wire Tension String For GSW 70 mm2 | 2024-05-17 20:24:06 | 0 | Set | 0 | 0000 |  | General | 0 | 0 | Material | N | N | N | ""
12361 | 313623-0000 | Earth Wire Tension String For GSW 75 mm2 | Earth Wire Tension String For GSW 75 mm2 | 2024-05-17 21:39:00 | 0 | Mtr | 0 | 0000 |  | General | 0 | 0 | Material | N | N | N | ""
12362 | 211467-0000 | Earth Wire Tension String For GSW 75 mm2 | Earth Wire Tension String For GSW 75 mm2 | 2024-05-17 21:40:29 | 0 | Set | 1765000 | 0000 | IDR | General | 0 | 0 | Material | N | N | N | ""
10400 | 313249-0000 | Earth Wire Tension String for OPGW 60 mm2 | Earth Wire Tension String for OPGW 60 mm2 | 2016-11-15 10:23:13 | 0 | Set | 686250 | 0000 | IDR | General | 0 | 0 | Material | N | N | N | ""
12074 | 313569-0000 | Earthing / Grounding Grid | Earthing / Grounding Grid | 2022-01-27 16:37:13 | 0 | Set | 70000 | 0000 | IDR | General | 0 | 0 | Material | N | N | N | ""
8551 | 313027-0000 | Earthing angle comprising 4 sets of galvanized steel | Earthing angle consisting of 4 sets of galvanized steel | 2013-10-03 17:21:49 | 0 | Set | 280000 | 0000 | IDR | General | 0 | 11132 | Material | N | N | N | ""
11091 | 313417-0000 | Earthing angle comprising of galvanized steel, lead wire, including all clamps | Earthing angle consisting of galvanized steel, lead wire, including all clamps | 2018-04-05 17:54:18 | 0 | Set | 0 | 0000 |  | General | 0 | 0 | Material | N | N | N | ""
11678 | 211312-0000 | Earthing Blades DS Bus Type T | Earthing Blades DS Bus Type T | 2020-10-06 20:19:41 | 0 | Set | 14821065.99 | 0000 | IDR | General | 0 | 0 | Material | N | N | N | ""
11679 | 211313-0000 | Earthing Blades DS Bus Type Y | Earthing Blades DS Bus Type Y | 2020-10-06 20:22:29 | 0 | Set | 13774873.1 | 0000 | IDR | General | 0 | 0 | Material | N | N | N | ""
10439 | 211119-0000 | Earthing Block | Earthing Block | 2016-11-29 09:38:39 | 0 | Pcs | 0 | 0000 |  | General | 0 | 0 | Material | N | N | N | ""
9629 | 313112-0000; 323055-0000 | Earthing Grid | Earthing Grid | 2015-02-02 16:05:31 | 0 | bay | 75000000 | 0000 | IDR | General | 0 | 12502 | Material | N | N | N | ""
10568 | 313266-0000 | Earthwire conductor vibration damper for AS 70 mm2 | Earthwire conductor vibration damper for AS 70 mm2 | 2017-03-27 17:23:29 | 0 | Set | 320600 | 0000 | IDR | General | 0 | 0 | Material | N | N | N | ""
12332 | 313612-0000 | Earthwire conductor vibration damper for AS 75 mm2 | Earthwire conductor vibration damper for AS 75 mm2 | 2024-04-27 10:29:14 | 0 | Set | 204141 | 0000 | IDR | General | 0 | 0 | Material | N | N | N | ""
11625 | 313508-0000 | Earthwire conductor vibration damper for OPGW 100 mm2 | Earthwire conductor vibration damper for OPGW 100 mm2 | 2020-05-30 17:42:52 | 0 | Pcs | 396250 | 0000 | IDR | General | 0 | 0 | Material | N | N | N | ""
8550 | 313026-0000 | Earthwire conductor vibration damper for OPGW 60 mm2. | Earthwire conductor vibration damper for OPGW 60 mm2. | 2013-10-03 17:17:17 | 0 | Pcs | 255840 | 0000 | IDR | General | 260350 | 11132 | Material | N | N | N | ""
10569 | 313267-0000 | Earthwire conductor vibration damper for OPGW 70 mm2 | Earthwire conductor vibration damper for OPGW 70 mm2 | 2017-03-27 17:24:43 | 0 | Set | 338800 | 0000 | IDR | General | 0 | 0 | Material | N | N | N | ""
12327 | 313607-0000 | Earthwire conductor vibration damper for OPGW 75mm2 | Earthwire conductor vibration damper for OPGW 75mm2 | 2024-04-27 10:21:02 | 0 | Set | 157569 | 0000 | IDR | General | 0 | 0 | Material | N | N | N | ""
11121 | 313433-0000 | Earthwire double tension AS 70 mm2 | Earthwire double tension AS 70 mm2 | 2018-05-23 11:29:49 | 0 | Set | 1804400 | 0000 | IDR | General | 0 | 0 | Material | N | N | N | ""
11212 | 211185-0000 | EARTHWIRE SINGLE TENSION GSW 55mm2, W/CDE, TBCL | EARTHWIRE SINGLE TENSION GSW 55mm2, W/CDE, TBCL | 2018-12-03 10:26:02 | 0 | Set | 419297 | 0000 | IDR | General | 0 | 0 | Material | N | N | N | ""
10570 | 313268-0000 | Earthwire suspension clamps for AS 70 mm2 | Earthwire suspension clamps for AS 70 mm2 | 2017-03-27 17:26:52 | 0 | Set | 850040.1 | 0000 | IDR | General | 0 | 0 | Material | N | N | N | ""
12329 | 313609-0000 | Earthwire suspension clamps for AS 75 mm2 | Earthwire suspension clamps for AS 75 mm2 | 2024-04-27 10:24:49 | 0 | Set | 567790 | 0000 | IDR | General | 0 | 0 | Material | N | N | N | ""
9384 | 313075-0000 | Earthwire Suspension Clamps for GSW 55 mm AS, including Rods | Earthwire Suspension Clamps for GSW 55 mm AS, including Rods | 2014-08-07 18:08:25 | 0 | Set | 580560 | 0000 | IDR | General | 48.95 | 11666 | Material | N | N | N | ""
10571 | 313269-0000 | Earthwire suspension clamps for OPGW 70 mm2 | Earthwire suspension clamps for OPGW 70 mm2 | 2017-03-27 17:28:37 | 0 | Set | 330719 | 0000 | IDR | General | 0 | 0 | Material | N | N | N | ""
12328 | 313608-0000 | Earthwire suspension clamps for OPGW 75 mm2 | Earthwire suspension clamps for OPGW 75 mm2 | 2024-04-27 10:23:42 | 0 | Set | 971026 | 0000 | IDR | General | 0 | 0 | Material | N | N | N | ""
8558 | 313034-0000 | Earthwire suspension clamps for Optical Ground Wire (OPGW) 60 mm2 | Earthwire suspension clamps for Optical Ground Wire (OPGW) 60 mm2 | 2013-10-04 00:01:03 | 0 | Set | 782280 | 0000 | IDR | General | 967400 | 11132 | Material | N | N | N | ""
10420 | 211105-0000 | Earthwire Suspension for GSW 55 | Earthwire Suspension for GSW 55 | 2016-11-23 14:31:45 | 0 | Set | 259250 | 0000 | IDR | General | 0 | 0 | Material | N | N | N | ""
10572 | 313270-0000 | Earthwire tension clamps for AS 70 mm2 | Earthwire tension clamps for AS 70 mm2 | 2017-03-27 17:31:06 | 0 | Set | 1900820 | 0000 | IDR | General | 0 | 0 | Material | N | N | N | ""
12331 | 313611-0000 | Earthwire tension clamps for AS 75 mm2 | Earthwire tension clamps for AS 75 mm2 | 2024-04-27 10:27:22 | 0 | Set | 592675 | 0000 | IDR | General | 0 | 0 | Material | N | N | N | ""
8557 | 313033-0000 | Earthwire tension clamps for GSW 55 mm2 | Earthwire tension clamps for GSW 55 mm2 | 2013-10-04 00:00:12 | 0 | Set | 408425 | 0000 | IDR | General | 0 | 11132 | Material | N | N | N | ""
9385 | 313076-0000 | Earthwire Tension Clamps for GSW 55 mm2 AS | Earthwire Tension Clamps for GSW 55 mm2 US | 2014-09-17 13:48:24 | 0 | Set | 522750 | 0000 | IDR | General | 33.95 | 11666 | Material | N | N | N | ""
12359 | 211466-0000 | Earthwire tension clamps for GSW 75 mm2 | Earthwire tension clamps for GSW 75 mm2 | 2024-05-17 20:29:01 | 0 | Set | 0 | 0000 |  | General | 0 | 0 | Material | N | N | N | ""
10573 | 313271-0000 | Earthwire tension clamps for OPGW 70 mm2 | Earthwire tension clamps for OPGW 70 mm2 | 2017-03-27 17:33:19 | 0 | Set | 1209792 | 0000 | IDR | General | 0 | 0 | Material | N | N | N | ""
12330 | 313610-0000 | Earthwire tension clamps for OPGW 75 mm2 | Earthwire tension clamps for OPGW 75 mm2 | 2024-04-27 10:26:30 | 0 | Set | 972191 | 0000 | IDR | General | 0 | 0 | Material | N | N | N | ""
8559 | 313035-0000 | Earthwire tension clamps for Optical Ground Wire (OPGW) 60 mm2 | Earthwire tension clamps for Optical Ground Wire (OPGW) 60 mm2 | 2013-10-04 00:01:54 | 0 | Set | 1581780 | 0000 | IDR | General | 879500 | 11132 | Material | N | N | N | ""
10423 | 211108-0000 | Earthwire Tension for OPGW 60 RHL | Earthwire Tension for OPGW 60 RHL | 2016-11-23 14:34:56 | 0 | Set | 0 | 0000 |  | General | 0 | 0 | Material | N | N | N | ""
10989 | 313378-0000 | Earthwire tension set for GSW 55SQmm, 70kN, bolted type | Earthwire tension set for GSW 55SQmm, 70kN, bolted type | 2017-09-26 11:59:58 | 0 | Set | 26.91 | 0000 | USD | General | 0 | 13226 | Material | N | N | N | ""
10943 | 611110-0000 | ECM ( Engine Control Module ) | ECM (Engine Control Module) | 2017-09-11 16:52:22 | 0 | Pcs | 14500000 | 0000 | IDR | General | 0 | 0 | Material | N | N | N | ""
12385 | 313631-0000 | Elbow Connector for 1 x AAC 1267sqmm To Terminal Pad 150x150 | Elbow Connector for 1 x AAC 1267sqmm To Terminal Pad 150x150 | 2024-05-23 09:29:50 | 0 | Pcs | 843200 | 0000 | IDR | General | 0 | 0 | Material | N | N | N | ""
12384 | 313630-0000 | Elbow Connector for 1 x AAC 1267sqmm To Terminal Pad 200x200 | Elbow Connector for 1 x AAC 1267sqmm To Terminal Pad 200x200 | 2024-05-23 09:27:10 | 0 | Pcs | 906525 | 0000 | IDR | General | 0 | 0 | Material | N | N | N | ""
12833 | 313831-0000 | Elbow Connector for 1 x TAL 660sqmm To Terminal Pad 100x100x20T | Elbow Connector for 1 x TAL 660sqmm To Terminal Pad 100x100x20T | 2025-12-07 12:06:30 | 0 | Pcs | 626850 | 0000 | IDR | General | 0 | 0 | Material | N | N | N | ""
12832 | 313830-0000 | Elbow Connector for 1 x TAL 660sqmm To Terminal Pad 150x150x20T | Elbow Connector for 1 x TAL 660sqmm To Terminal Pad 150x150x20T | 2025-12-07 11:41:29 | 0 | Pcs | 784350 | 0000 | IDR | General | 0 | 0 | Material | N | N | N | ""
12337 | 313617-0000 | Elbow Connector for 1 x TAL 850sqmm To Terminal Pad | Elbow Connector for 1 x TAL 850sqmm To Terminal Pad | 2024-04-27 18:21:53 | 0 | Pcs | 1271700 | 0000 | IDR | General | 0 | 0 | Material | N | N | N | ""
12339 | 313619-0000 | Elbow Connector for 1 x TAL 850sqmm To Terminal Pad 100x100 | Elbow Connector for 1 x TAL 850sqmm To Terminal Pad 100x100 | 2024-04-27 18:44:17 | 0 | Pcs | 691594 | 0000 | IDR | General | 0 | 0 | Material | N | N | N | ""
12847 | 313843-0000 | Elbow Connector for 1 x TAL 850sqmm To Terminal Pad 100x100x20T | Elbow Connector for 1 x TAL 850sqmm To Terminal Pad 100x100x20T | 2025-12-11 19:08:35 | 0 | Pcs | 691594 | 0000 | IDR | General | 0 | 0 | Material | N | N | N | ""
12849 | 313845-0000 | Elbow Connector for 1 x TAL 850sqmm To Terminal Pad 125x125x20T | Elbow Connector for 1 x TAL 850sqmm To Terminal Pad 125x125x20T | 2025-12-12 06:18:14 | 0 | Pcs | 932217 | 0000 | IDR | General | 0 | 0 | Material | N | N | N | ""
12846 | 313842-0000 | Elbow Connector for 1 x TAL 850sqmm To Terminal Pad 150x150x20T | Elbow Connector for 1 x TAL 850sqmm To Terminal Pad 150x150x20T | 2025-12-11 19:07:56 | 0 | Pcs | 0 | 0000 |  | General | 0 | 0 | Material | N | N | N | ""
12338 | 313618-0000 | Elbow Connector for 1 x TAL 850sqmm To Terminal Pad 200x100 | Elbow Connector for 1 x TAL 850sqmm To Terminal Pad 200x100 | 2024-04-27 18:43:07 | 0 | Pcs | 775036 | 0000 | IDR | General | 0 | 0 | Material | N | N | N | ""
12817 | 313815-0000 | Elbow Connector for 2 x TAL 660sqmm To Terminal Pad 150x150x20T | Elbow Connector for 2 x TAL 660sqmm To Terminal Pad 150x150x20T | 2025-12-07 10:05:26 | 0 | Pcs | 998100 | 0000 | IDR | General | 0 | 0 | Material | N | N | N | ""
12816 | 313814-0000 | Elbow Connector for 2 x TAL 660sqmm To Terminal Pad 200x100x20T | Elbow Connector for 2 x TAL 660sqmm To Terminal Pad 200x100x20T | 2025-12-07 10:00:31 | 0 | Pcs | 989100 | 0000 | IDR | General | 0 | 0 | Material | N | N | N | ""
12829 | 313827-0000 | Elbow Connector for 2 x TAL 850sqmm To Terminal Pad 150x150x20T | Elbow Connector for 2 x TAL 850sqmm To Terminal Pad 150x150x20T | 2025-12-07 11:24:20 | 0 | Pcs | 0 | 0000 |  | General | 0 | 0 | Material | N | N | N | ""
12826 | 313824-0000 | Elbow Connector for 2 x TAL 850sqmm To Terminal Pad 200x100x20T | Elbow Connector for 2 x TAL 850sqmm To Terminal Pad 200x100x20T | 2025-12-07 11:02:03 | 0 | Pcs | 1071900 | 0000 | IDR | General | 0 | 0 | Material | N | N | N | ""
7689 | 210020-0000 | Elbow Pipa PVC 1.5 inch | 1.5 inch PVC Pipe Elbow |  | 0 | Pcs | 2702.7 | Gener | IDR | "" | 0 | 0 | Material | N | N | N
7688 | 210019-0000; 210021-RUCC | Elbow Pipa PVC 2 inch | 2 inch PVC Pipe Elbow |  | 0 | Pcs | 10000 | Gener | IDR | "" | 0 | 0 | Material | N | N | N
7691 | 210022-RUCC | Elbow Pipa PVC 4 inch | 4 inch PVC Pipe Elbow |  | 0 | Pcs | 30631 | RUCIK | IDR | "" | 0 | 0 | Material | N | N | N
11577 | 211273-0000 | Elbow pvc 3 invh | 3 inch pvc elbow | 2020-02-11 14:12:25 | 0 | Pcs | 45000 | 0000 | IDR | General | 0 | 0 | Material | N | N | N | ""
11579 | 211275-0000 | elbow pvc 3/4 inch | 3/4 inch PVC elbow | 2020-02-11 14:15:39 | 0 | Pcs | 4000 | 0000 | IDR | General | 0 | 0 | Material | N | N | N | ""
12586 | 111682-0000; 211485-0000 | Elbow PVC 6 inch | 6 inch PVC elbow | 2025-02-12 14:20:30 | 0 | Pcs | 158000 | 0000 | IDR | General | 0 | 0 | Material | N | N | N | ""
7638 | 310032-UNIB | Electrical Tape (Black) | Electrical Tape (Black) |  | 0 | Pcs | 9000 | Unibe | IDR | "" | 6000 | 0 | Material | N | N | N
7656 | 310050-0000 | Electrical Tape (Color) | Electrical Tape (Color) |  | 0 | Pcs | 0 | Gener | "" | "" | 0 | 0 | Material | N | N | N
10224 | 611052-0000 | Electricity Cost | Electricity Cost | 2016-07-14 14:41:23 | 0 | Mth | 23880299 | 0000 | IDR | General | 0 | 0 | Material | N | N | N | ""
11866 | 611212-0000 | Electro Motor 15 HP | 15 HP Electro Motor | 2021-09-19 15:43:13 | 0 | Unit | 8453250 | 0000 | IDR | General | 0 | 0 | Material | N | N | N | ""
12096 | 611301-0000 | Electro Motor 5 HP | 5 HP Electro Motor | 2022-05-12 17:21:23 | 0 | Unit | 4100000 | 0000 | IDR | General | 0 | 0 | Material | N | N | N | ""
12195 | 820115-0000 | Elektrokardiogram | Electrocardiogram | 2023-03-15 19:16:52 | 0 | ea | 105000 | 0000 | IDR | General | 0 | 0 | Material | N | N | N | ""
10697 | 111447-0000 | Ember plastik | Plastic bucket | 2017-08-02 10:11:21 | 0 | Pcs | 15000 | 0000 | IDR | General | 0 | 0 | Material | N | N | N | ""
12789 | 111711-0000 | Emergency Shower & Eyewash | Emergency Shower & Eyewash | 2025-11-22 23:20:25 | 0 | Unit | 0 | 0000 |  | General | 0 | 0 | Material | N | N | N | ""
11885 | 211363-0000 | End Cap Adapter Galvanize | Galvanized End Cap Adapter | 2021-09-23 20:30:50 | 0 | Pcs | 283920 | 0000 | IDR | General | 0 | 0 | Material | N | N | N | ""
12587 | 211484-0000 | End Cap PVC 6 inch | 6 inch PVC End Cap | 2025-02-12 14:21:21 | 0 | Pcs | 0 | 0000 |  | General | 0 | 0 | Material | N | N | N | ""
11637 | 313518-0000 | End Section Terminal Block 4/6 | End Section Terminal Block 4/6 | 2020-07-28 16:18:12 | 0 | Pcs | 6440 | 0000 | IDR | General | 0 | 0 | Material | N | N | N | ""
11638 | 313519-0000 | End Section Terminal Block 6/8 | End Section Terminal Block 6/8 | 2020-07-28 16:19:36 | 0 | Pcs | 8798 | 0000 | IDR | General | 0 | 0 | Material | N | N | N | ""
12334 | 313614-0000 | Energy Meter For Monitoring Power In and Out on the OHL | Energy Meter For Monitoring Power In and Out on the OHL | 2024-04-27 12:06:45 | 0 | Unit | 75000000 | 0000 | IDR | General | 0 | 0 | Material | N | N | N | ""
12335 | 313615-0000 | Energy Meter For Monitoring Power In and Out on the OHL 150 kV | Energy Meter For Monitoring Power In and Out on the OHL 150 kV | 2024-04-27 13:00:29 | 0 | Unit | 75000000 | 0000 | IDR | General | 0 | 0 | Material | N | N | N | ""
10763 | 323186-0000 | ENERGY METER FOR TRANSFORMER | Energy Meter for Transformer | 2017-08-03 19:24:38 | 0 | Set | 240425000 | 0000 | IDR | General | 0 | 0 | Material | N | N | N | ""
9666 | 313149-0000 | Energy Meter Panel consist of 1 sets Electronic Meter class 0.2 for 150 kV OHL feeder 2 stes, future line 0 set and for 20 kV Incoming 0 set, including Ethernet switch for connection to WAN | Energy Meter Panel consists of 1 set Electronic Meter class 0.2 for 150 kV OHL feeder 2 stes, future line 0 set and for 20 kV Incoming 0 set, including Ethernet switch for connection to WAN | 2015-02-03 16:25:15 | 0 | Set | 396079000 | 0000 | IDR | General | 15000 | 12502 | Material | N | N | N | ""
9762 | 323093-0000 | Energy Meter Panel consist of 1 sets Electronic Meter class 0.2 for 150 kV OHL feeder 2 stes, future line 0 set and for 20 kV Incoming 1 set (complete with 5 sets metering Per-Panel as required) including Ethernet switch for | Energy Meter Panel consists of 1 set Electronic Meter class 0.2 for 150 kV OHL feeder 2 stes, future line 0 set and for 20 kV Incoming 1 set (complete with 5 sets metering Per-Panel as required) including Ethernet switch for | 2015-02-03 14:15:47 | 0 | Set | 4576000 | 0000 | IDR | General | 0 | 12502 | Material | N | N | N | ""
12027 | 611286-0000 | Engine Gasoline 5.5 Hp | 5.5 Hp Gasoline Engine | 2022-01-09 16:26:49 | 0 | Unit | 2727272.73 | 0000 | IDR | General | 0 | 0 | Material | N | N | N | ""
11647 | 611172-0000 | Engine Oil Filter | Engine Oil Filter | 2020-08-25 13:26:06 | 0 | Pcs | 135000 | 0000 | IDR | General | 0 | 0 | Material | N | N | N | ""
12429 | 111673-0000 | Engsel Besi Pintu | Iron Door Hinges | 2024-08-09 14:57:29 | 0 | Pcs | 25000 | 0000 | IDR | General | 0 | 0 | Material | N | N | N | ""
8183 | 820009-0000 | Entertainment | Entertainment | 2013-07-11 10:28:56 | 0 | Ls | 220000 | 0000 | IDR | General | 0 | 9982 | Material | N | N | N | ""
8351 | 820011-0000 | Equipment Rent | Equipment Rental | 2013-08-05 11:39:42 | 0 | Ls | 4400000 | 0000 | IDR | General | 480000000 | 10270 | Material | N | N | N | ""
10346 | 221041-0000 | Erection All Risk | Erection All Risk | 2016-09-15 17:25:49 | 0 | Ls | 7940148 | 0000 | IDR | General | 0 | 0 | Material | N | N | N | ""
11445 | 129368-0000 | erection beam | erection beam | 2019-07-29 15:33:32 | 0 | Kg | 1000 | 0000 | IDR | General | 0 | 0 | Material | N | N | N | ""
11446 | 129369-0000 | erection gantry | erection gantry | 2019-07-29 15:34:26 | 0 | Kg | 1200 | 0000 | IDR | General | 0 | 0 | Material | N | N | N | ""
11959 | 221053-0000 | Erection Guyed Mast Tower | Erection of Guyed Mast Tower | 2021-10-24 22:45:56 | 0 | Kg | 1600 | 0000 | IDR | General | 0 | 0 | Material | N | N | N | ""
12125 | 611305-0000 | Erection JIB | Erection JIB | 2022-07-19 15:20:33 | 0 | Set | 12540950 | 0000 | IDR | General | 0 | 0 | Material | N | N | N | ""
11960 | 221054-0000 | Erection SST Lattice Tower | Erection of SST Lattice Tower | 2021-10-24 22:49:36 | 0 | Kg | 1300 | 0000 | IDR | General | 0 | 0 | Material | N | N | N | ""
12374 | 323222-0000 | Erection Steel Structure | Erection Steel Structure | 2024-05-19 14:32:05 | 0 | Kg | 1200 | 0000 | IDR | General | 0 | 0 | Material | N | N | N | ""
11583 | 323206-0000 | Erection Tower Emergency | Erection Tower Emergency | 2020-02-26 21:02:39 | 0 | Set | 9225000 | 0000 | IDR | General | 0 | 0 | Material | N | N | N | ""
10208 | 129144-0000 | Erection Tower T45 type EE | Erection Tower T45 type EE | 2016-05-30 16:50:36 | 0 | Kg | 1198 | 0000 | IDR | General | 0 | 0 | Material | N | N | N | ""
10209 | 129145-0000 | Erection Tower T46 type DDR4+3 | Erection Tower T46 type DDR4+3 | 2016-05-30 17:03:29 | 0 | Kg | 1198 | 0000 | IDR | General | 0 | 13488 | Material | N | N | N | ""
11033 | 129338-0000 | Erection Tower Transmission Line 150kV | Erection Tower Transmission Line 150kV | 2017-12-18 14:39:27 | 0 | Kg | 1250 | 0000 | IDR | General | 0 | 0 | Material | N | N | N | ""
8604 | 129027-0000 | Erection Tower Type AA - 3 | Erection Tower Type AA - 3 | 2016-09-08 17:12:01 | 0 | Kg | 1300 | 0000 | IDR | General | 0 | 11132 | Material | N | N | N | ""
8605 | 129028-0000 | Erection Tower Type AA + 0 | Erection Tower Type AA + 0 | 2016-09-08 17:12:55 | 0 | Kg | 1300 | 0000 | IDR | General | 0 | 11132 | Material | N | N | N | ""
8609 | 129032-0000 | Erection Tower Type AA + 12 | Erection Tower Type AA + 12 | 2016-09-08 17:17:49 | 0 | Kg | 1200 | 0000 | IDR | General | 0 | 11132 | Material | N | N | N | ""
8610 | 129033-0000 | Erection Tower Type AA + 15 | Erection Tower Type AA + 15 | 2016-09-08 17:18:49 | 0 | Kg | 1100 | 0000 | IDR | General | 0 | 11132 | Material | N | N | N | ""
8606 | 129029-0000 | Erection Tower Type AA + 3 | Erection Tower Type AA + 3 | 2016-09-08 17:13:51 | 0 | Kg | 1555 | 0000 | IDR | General | 0 | 11132 | Material | N | N | N | ""
8607 | 129030-0000 | Erection Tower Type AA + 6 | Erection Tower Type AA + 6 | 2016-09-08 17:15:04 | 0 | Kg | 1555 | 0000 | IDR | General | 0 | 11132 | Material | N | N | N | ""
8608 | 129031-0000 | Erection Tower Type AA + 9 | Erection Tower Type AA + 9 | 2016-09-08 17:16:59 | 0 | Kg | 1555 | 0000 | IDR | General | 0 | 11132 | Material | N | N | N | ""
8611 | 129034-0000 | Erection Tower Type BB - 3 | Erection Tower Type BB - 3 | 2016-09-08 17:21:14 | 0 | Kg | 0 | 0000 | IDR | General | 0 | 11132 | Material | N | N | N | ""
8612 | 129035-0000 | Erection Tower Type BB + 0 | Erection Tower Type BB + 0 | 2016-09-08 17:22:26 | 0 | Kg | 1550 | 0000 | IDR | General | 0 | 11132 | Material | N | N | N | ""
8615 | 129038-0000 | Erection Tower Type BB + 12 | Erection Tower Type BB + 12 | 2016-09-08 17:25:35 | 0 | Kg | 1555 | 0000 | IDR | General | 0 | 11132 | Material | N | N | N | ""
8616 | 129039-0000 | Erection Tower Type BB + 15 | Erection Tower Type BB + 15 | 2016-09-08 17:26:42 | 0 | Kg | 1550 | 0000 | IDR | General | 0 | 11132 | Material | N | N | N | ""
8613 | 129036-0000 | Erection Tower Type BB + 6 | Erection Tower Type BB + 6 | 2016-09-08 17:23:08 | 0 | Kg | 1555 | 0000 | IDR | General | 0 | 11132 | Material | N | N | N | ""
8614 | 129037-0000 | Erection Tower Type BB + 9 | Erection Tower Type BB + 9 | 2016-09-08 17:24:14 | 0 | Kg | 1555 | 0000 | IDR | General | 0 | 11132 | Material | N | N | N | ""
8618 | 129041-0000 | Erection Tower Type CC + 12 | Erection Tower Type CC + 12 | 2016-09-08 17:41:46 | 0 | Kg | 1555 | 0000 | IDR | General | 0 | 11132 | Material | N | N | N | ""
8619 | 129042-0000 | Erection Tower Type CC + 15 | Erection Tower Type CC + 15 | 2016-09-08 17:43:06 | 0 | Kg | 1555 | 0000 | IDR | General | 0 | 11132 | Material | N | N | N | ""
8617 | 129040-0000 | Erection Tower Type CC + 6 | Erection Tower Type CC + 6 | 2016-09-08 17:37:10 | 0 | Kg | 1550 | 0000 | IDR | General | 0 | 11132 | Material | N | N | N | ""
8620 | 129043-0000 | Erection Tower Type DD + 0 | Erection Tower Type DD + 0 | 2016-09-08 17:44:56 | 0 | Kg | 1200 | 0000 | IDR | General | 0 | 11132 | Material | N | N | N | ""
11639 | 413205-0000 | Ethernet Switch FO (SC) - UTP (RJ45) | Ethernet Switch FO (SC) - UTP (RJ45) | 2020-07-29 09:17:10 | 0 | Pcs | 10550000 | 0000 | IDR | General | 0 | 0 | Material | N | N | N | ""
12415 | 313642-0000 | Ethernet Switch for Inter-bay system | Ethernet Switch for Inter-bay system | 2024-07-16 17:28:31 | 0 | Set | 22659700 | 0000 | IDR | General | 0 | 0 | Material | N | N | N | ""
8767 | 611016-0000 | Ethernet Tester | Ethernet Tester | 2013-11-18 16:05:21 | 0 | Pcs | 0 | 0000 | IDR | General | 0 | 11116 | Material | N | N | N | ""
11073 | 129342-0000 | Excavation and back fill | Excavation and backfill | 2018-03-22 11:34:40 | 0 | M3 | 0 | 0000 |  | General | 0 | 0 | Material | N | N | N | ""
11429 | 313481-0000 | Exhaust fan Chemical type 200 CFM (Ceilling Mounted) | Exhaust fan Chemical type 200 CFM (Ceilling Mounted) | 2019-07-22 09:49:38 | 0 | Pcs | 373126 | 0000 | IDR | General | 0 | 0 | Material | N | N | N | ""
11428 | 313480-0000 | Exhaust fan Industrial type 1500 CFM (Wall Mounted) | Exhaust fan Industrial type 1500 CFM (Wall Mounted) | 2019-07-22 09:48:35 | 0 | Pcs | 1317263 | 0000 | IDR | General | 0 | 0 | Material | N | N | N | ""
11427 | 313479-0000 | Exhaust fan Industrial type 800 CFM (Wall Mounted) | Exhaust fan Industrial type 800 CFM (Wall Mounted) | 2019-07-22 09:47:53 | 0 | Pcs | 480000 | 0000 | IDR | General | 0 | 0 | Material | N | N | N | ""
12103 | 611302-0000 | Extension Drilling Rods 7/8 Inch Hex x 2 Ft | Extension Drilling Rods 7/8 Inch Hex x 2 Ft | 2022-06-21 07:48:03 | 0 | Pcs | 66.37 | 0000 | USD | General | 0 | 0 | Material | N | N | N | ""
12104 | 611303-0000 | Extension Drilling Rods 7/8 Inch Hex x 4 Ft | Extension Drilling Rods 7/8 Inch Hex x 4 Ft | 2022-06-21 07:49:07 | 0 | Pcs | 59.78 | 0000 | USD | General | 0 | 0 | Material | N | N | N | ""
11309 | 820102-0000 | External Audit | External Audit | 2019-03-05 15:14:40 | 0 | lot | 20000000 | 0000 | IDR | General | 0 | 0 | Material | N | N | N | ""
11528 | 313497-0000 | Eye CDE AS 70 sqmm | Eye CDE AS 70 sqmm | 2019-09-23 21:06:07 | 0 | Pcs | 737528 | 0000 | IDR | General | 0 | 0 | Material | N | N | N | ""
11236 | 211187-0000 | Eyed stocking grip dia 29-38mm, BL 160kN, PN C06.S.3 | Eyed stocking grip dia 29-38mm, BL 160kN, PN C06.S.3 | 2019-01-18 15:48:41 | 0 | Pcs | 1701000 | 0000 | IDR | General | 0 | 0 | Material | N | N | N | ""
11306 | 111495-0000 | Fabrikasi Tower | Tower Fabrication | 2019-03-01 00:14:37 | 0 | Kg | 23500 | 0000 | IDR | General | 0 | 0 | Material | N | N | N | ""
10953 | 323197-0000 | Factory Acceptance Test | Factory Acceptance Test | 2017-09-12 15:19:17 | 0 | lot | 28868000 | 0000 | IDR | General | 0 | 0 | Material | N | N | N | ""
11550 | 810090-0000 | fastrap helmet | fastrap helmet | 2019-11-22 16:16:05 | 0 | Pcs | 34000 | 0000 | IDR | General | 0 | 0 | Material | N | N | N | ""
11070 | 323204-0000 | FAT - SOGI - SAS | FAT - SOGI - SAS | 2018-03-20 11:07:57 | 0 | lot | 0 | 0000 |  | General | 0 | 0 | Material | N | N | N | ""
9154 | 611021-0000 | Fault Locator | Fault Locator | 2014-04-22 14:09:16 | 0 | Pcs | 448250000 | 0000 | IDR | General | 0 | 11313 | Material | N | N | N | ""
10581 | 111406-0000 | Fence BRC with H 1,90 m inculding barbedwire include foundations | Fence BRC with H 1.90 m including barbed wire including foundations | 2017-03-27 18:49:55 | 0 | Mtr | 513500 | 0000 | IDR | General | 0 | 0 | Material | N | N | N | ""
10440 | 211120-0000 | Fiber Armored 12 Core | Fiber Armored 12 Core | 2016-11-29 09:41:28 | 0 | Set | 0 | 0000 |  | General | 0 | 0 | Material | N | N | N | ""
10747 | 323184-0000 | FIBER OPTIC COMMUNICATION EQUPMENT | FIBER OPTIC COMMUNICATION EQUPMENT | 2017-08-03 19:06:00 | 0 | Set | 942032100 | 0000 | IDR | General | 0 | 0 | Material | N | N | N | ""
12598 | 413214-0000 | Fiber Optic Patch Cord Duplex, Single Mode 2 mm LC to LC | Fiber Optic Patch Cord Duplex, Single Mode 2 mm LC to LC | 2025-02-25 16:12:43 | 0 | Mtr | 0 | 0000 |  | General | 0 | 0 | Material | N | N | N | ""
8219 | 611015-0000 | Fiber Rodder | Fiber Rodder | 2013-07-18 11:47:48 | 0 | Mtr | 0 | 0000 | IDR | General | 0 | 9982 | Material | N | N | N | ""
9536 | 611037-0000 | Fiber Stripper | Fiber Stripper | 2014-11-04 17:23:40 | 0 | Pcs | 350000 | 0000 | IDR | General | 350000 | 12168 | Material | N | N | N | ""
8318 | 211021-0000 | Figure 8 HDPE Clamp OD 32 mm | Figure 8 HDPE Clamp OD 32 mm | 2013-08-01 11:06:41 | 0 | Pcs | 6500 | 0000 | IDR | General | 0 | 10101 | Material | N | N | N | ""
10102 | 211095-0000 | Figure 8 HDPE Clamp OD 9 mm | Figure 8 HDPE Clamp OD 9 mm | 2015-12-22 17:32:15 | 0 | Pcs | 0 | 0000 |  | General | 0 | 0 | Material | N | N | N | ""
9919 | 221029-0000 | Final check | Final check | 2015-06-19 15:05:29 | 0 | Set | 0 | 0000 |  | General | 0 | 0 | Material | N | N | N | ""
11586 | 611167-0000 | Fingerprint | Fingerprint | 2020-03-02 11:38:41 | 0 | Pcs | 1800000 | 0000 | IDR | General | 0 | 0 | Material | N | N | N | ""
7702 | 210033-0000 | Fire Extinguiser, Dry Chemical | Fire Extinguiser, Dry Chemical | 2016-07-26 16:59:49 | 0 | Set | 0 | Gener | "" | "" | 0 | 13103 | Material | N | N | N
9688 | 111322-0000 | Fire Wall For Trafo | Fire Wall for Transformer | 2015-02-02 18:29:55 | 0 | Unit | 49931130.86 | 0000 | IDR | General | 0 | 12502 | Material | N | N | N | ""
7672 | 210003-0000 | Fischer S 6 + sekrup | Fischer S 6 + screws | 2017-01-11 14:49:11 | 0 | Pcs | 0 | Gener | "" | "" | 800 | 13352 | Material | N | N | N
7671 | 210002-0000 | Fischer S 8 + sekrup | Fischer S 8 + screws |  | 0 | Pcs | 94000 | Gener | IDR | "" | 94000 | 0 | Material | N | N | N
10463 | 610006-TSE0 | Fixed Joints 8T | Fixed Joints 8T | 2016-12-21 20:59:53 | 0 | Pcs | 526890 | TSE0 | IDR | TSE | 0 | 0 | Material | N | N | N | ""
11799 | 211331-0000 | Flang JIS 10K 2 inch | JIS 10K 2 inch flange | 2021-06-10 21:40:49 | 0 | Pcs | 38700 | 0000 | IDR | General | 0 | 0 | Material | N | N | N | ""
11798 | 111602-0000 | Flange JIS 10K 3 inch | JIS 10K 3 inch Flange | 2021-06-10 21:38:56 | 0 | Pcs | 49500 | 0000 | IDR | General | 0 | 0 | Material | N | N | N | ""
8726 | 211036-0000 | flexible 20mm white | flexible 20mm white | 2013-10-28 18:19:05 | 0 | Rol | 10000 | 0000 | IDR | General | 185000 | 11099 | Material | N | N | N | ""
9437 | 313090-0000 | Flexible Anaconda 1 1/2 Inch | Flexible Anaconda 1 1/2 Inch | 2014-09-02 10:18:22 | 0 | Mtr | 0 | 0000 | IDR | General | 0 | 11694 | Material | N | N | N | ""
11653 | 313521-0000 | Flexible Copper Busbar | Flexible Copper Busbar | 2020-08-26 09:28:19 | 0 | Pcs | 3100000 | 0000 | IDR | General | 0 | 0 | Material | N | N | N | ""
12735 | 313769-0000 | Flexible metal conduit 1/2 inch | Flexible metal conduit 1/2 inch | 2025-10-09 21:41:29 | 0 | Mtr | 7370 | 0000 | IDR | General | 0 | 0 | Material | N | N | N | ""
11292 | 211242-0000 | Flint gun | Flint gun | 2019-02-11 15:01:24 | 0 | Pcs | 10.99 | 0000 | USD | General | 0 | 14049 | Material | N | N | N | ""
11545 | 111558-0000 | Floor Hardener | Floor Hardener | 2019-11-13 10:54:48 | 0 | Zak | 130000 | 0000 | IDR | General | 0 | 0 | Material | N | N | N | ""
10155 | 413167-0000 | FO ADSS G652D 24 Core Span 600 | FO ADSS G652D 24 Core Span 600 | 2016-02-22 13:44:25 | 0 | Mtr | 13298 | 0000 | IDR | General | 0 | 13480 | Material | N | N | N | ""
10384 | 413189-0000 | FO ADSS G652D 24 Core Span 800 | FO ADSS G652D 24 Core Span 800 | 2016-10-18 10:46:08 | 0 | Mtr | 29500 | 0000 | IDR | General | 0 | 0 | Material | N | N | N | ""
8375 | 411021-0000 | FO Aerial Cable 12 Core, G.652.D | FO Aerial Cable 12 Core, G.652.D | 2013-08-20 10:44:13 | 0 | Mtr | 12200 | 0000 | IDR | General | 0 | 10301 | Material | N | N | N | ""
9532 | 413112-0000 | FO Aerial Cable 48 Core, G.652.D | FO Aerial Cable 48 Core, G.652.D | 2014-10-30 15:24:57 | 0 | Mtr | 16000 | 0000 | IDR | General | 18348 | 12168 | Material | N | N | N | ""
9289 | 413064-0000 | FO Aerial Cable 48 Core, G.655.C | FO Aerial Cable 48 Core, G.655.C | 2014-06-03 09:42:13 | 0 | Mtr | 20500 | 0000 | IDR | General | 0 | 11513 | Material | N | N | N | ""
9804 | 413128-0000 | FO Aerial Cable 96 Core, G.652.D | FO Aerial Cable 96 Core, G.652.D | 2015-02-14 12:39:19 | 0 | Mtr | 16000 | 0000 | IDR | General | 0 | 12502 | Material | N | N | N | ""
9523 | 413109-0000 | FO Aerial Cable, 12 Core SM G652D, Easy to Split (SC) | FO Aerial Cable, 12 Core SM G652D, Easy to Split (SC) | 2015-08-10 15:27:33 | 0 | Mtr | 13530 | 0000 | IDR | General | 10500 | 13483 | Material | N | N | N | ""
9525 | 413110-0000 | FO Aerial Cable, 24 Core SM G652D, Easy to Split (SC) | FO Aerial Cable, 24 Core SM G652D, Easy to Split (SC) | 2014-10-30 14:12:35 | 0 | Mtr | 11763 | 0000 | IDR | General | 15185 | 12168 | Material | N | N | N | ""
7449 | 410095-VKSL; 413071-0000 | FO Aerial Cable, 24 cores G.655C | FO Aerial Cable, 24 cores G.655C |  | 0 | Mtr | 1 | VOKSE |  |  | 0 | 0 |  | N | N | N
9521 | 413108-0000 | FO Aerial Cable, 8 Core SM G652D, Easy to Split (SC) | FO Aerial Cable, 8 Core SM G652D, Easy to Split (SC) | 2014-10-30 14:02:36 | 0 | Mtr | 12280 | 0000 | IDR | General | 12280 | 12168 | Material | N | N | N | ""
9360 | 413074-0000 | FO Aerial Cable, 96 cores SM G.655C | FO Aerial Cable, 96 cores SM G.655C | 2014-07-11 10:55:00 | 0 | Mtr | 0 | 0000 | IDR | General | 0 | 12020 | Material | N | N | N | ""
8308 | 423036-0000 | FO Aerial Suspension String Set | FO Aerial Suspension String Set | 2013-08-01 10:53:42 | 0 | Set | 16000 | 0000 | IDR | General | 16000 | 10101 | Material | N | N | N | ""
8307 | 413035-0000 | FO Aerial Tension String Set | FO Aerial Tension String Set | 2013-08-01 10:51:48 | 0 | Set | 20000 | 0000 | IDR | General | 15450 | 10101 | Material | N | N | N | ""
10574 | 313272-0000 | FO cable armoured, 24 cores | FO cable armored, 24 cores | 2017-03-27 17:35:17 | 0 | Mtr | 22000 | 0000 | IDR | General | 0 | 0 | Material | N | N | N | ""
8252 | 411020-0000 | FO Cable Jumper 500 meters | FO Cable Jumper 500 meters | 2013-07-26 13:30:30 | 0 | Mtr | 0 | 0000 | IDR | General | 0 | 9991 | Material | N | N | N | ""
8327 | 410093-0000 | FO Duct Cable | FO Duct Cable | 2013-08-01 15:00:49 | 0 | Mtr | 4500 | 0000 | IDR | General | 0 | 10101 | Material | N | N | N | ""
9161 | 413059-0000 | FO Duct Cable G655C 48 core single Mode | FO Duct Cable G655C 48 core single Mode | 2014-04-22 14:31:16 | 0 | Mtr | 1.98 | 0000 | USD | General | 1.98 | 0 | Material | N | N | N | ""
7448 | 410094-VKSL | FO Duct Cable, 12 cores G.655C | FO Duct Cable, 12 cores G.655C |  | 0 | Mtr | 0 | VOKSE |  |  | 0 | 0 |  | N | N | N
7447 | 410093-FRKW | FO Duct Cable, 24 cores G.655C | FO Duct Cable, 24 cores G.655C |  | 0 | Mtr | 12257 | FURUK | IDR |  | 12257 | 0 |  | N | N | N
7446 | 410092-CCSI | FO Duct Cable, 48 cores G.655C | FO Duct Cable, 48 cores G.655C |  | 0 | Mtr | 15012 | CCSI | IDR |  | 0 | 0 |  | N | N | N
9359 | 413073-0000 | FO Duct Cable, 96 cores SM G.655C | FO Duct Cable, 96 cores SM G.655C | 2014-07-11 10:53:57 | 0 | Mtr | 0 | 0000 | IDR | General | 0 | 12020 | Material | N | N | N | ""
9391 | 413075-0000 | FO In Duct Cable 96 Core, G652D | FO In Duct Cable 96 Core, G652D | 2014-08-11 10:29:58 | 0 | Mtr | 24500 | 0000 | IDR | General | 20196 | 11711 | Material | N | N | N | ""
9542 | 413116-0000 | FO In Duct Cable 12 Core, G652D | FO In Duct Cable 12 Core, G652D | 2014-11-17 11:54:47 | 0 | Mtr | 17000 | 0000 | IDR | General | 6208 | 12148 | Material | N | N | N | ""
8135 | 411006-0000 | FO In Duct Cable 144 Core, G652D | FO In Duct Cable 144 Core, G652D |  | 0 | Mtr | 17000 | 0000 | IDR |  | 35146 | 0 |  | N | N | N
8133 | 411004-0000 | FO In Duct Cable 24 Core, G652D | FO In Duct Cable 24 Core, G652D |  | 0 | Mtr | 9700 | 0000 | IDR |  | 7913 | 0 |  | N | N | N
8330 | 411025-0000 | FO In Duct Cable 24 Core, G655 C | FO In Duct Cable 24 Core, G655 C | 2013-08-01 15:42:19 | 0 | Mtr | 12650 | 0000 | IDR | General | 12420 | 10101 | Material | N | N | N | ""
8335 | 411016-BICC | FO In Duct Cable 24 Core, G655C | FO In Duct Cable 24 Core, G655C | 2013-08-02 10:29:55 | 0 | Mtr | 1.04 | BICC | USD | BICC | 1.04 | 10101 | Material | N | N | N | ""
8136 | 411007-0000 | FO In Duct Cable 264 Core, G652D | FO In Duct Cable 264 Core, G652D |  | 0 | Mtr | 0 | 0000 |  |  | 0 | 0 |  | N | N | N
9392 | 413076-0000 | FO In Duct Cable 288 Core, G652D | FO In Duct Cable 288 Core, G652D | 2014-08-11 10:33:56 | 0 | Mtr | 2619 | 0000 | IDR | General | 48394 | 11711 | Material | N | N | N | ""
8134 | 411005-0000 | FO In Duct Cable 48 Core, G652D | FO In Duct Cable 48 Core, G652D |  | 0 | Mtr | 2182.5 | 0000 | IDR |  | 0 | 0 |  | N | N | N
8311 | 413039-0000 | FO Pig Tail 2 Meter | FO Pig Tail 2 Meter | 2013-08-01 10:56:04 | 0 | Pcs | 16000 | 0000 | IDR | General | 16000 | 10101 | Material | N | N | N | ""
11640 | 413206-0000 | FO to RJ45 Singgle /Double Ethernet Converter | FO to RJ45 Single /Double Ethernet Converter | 2020-07-29 09:24:38 | 0 | Pcs | 185000 | 0000 | IDR | General | 0 | 0 | Material | N | N | N | ""
10058 | 710004-0000 | FOB Charge | FOB Charge | 2015-11-19 11:30:36 | 0 | Ls | 2100000 | 0000 | KRW | General | 0 | 13648 | Material | N | N | N | ""
9927 | 820077-0000 | foto dokumentasi | documentation photos | 2015-06-19 15:37:06 | 0 | Ls | 0 | 0000 |  | General | 0 | 0 | Material | N | N | N | ""
11302 | 611118-0000 | Frame Roll Pully isi 5 | Frame Roll Pully contains 5 | 2019-02-15 18:12:36 | 0 | Pcs | 20000 | 0000 | IDR | General | 0 | 0 | Material | N | N | N | ""
12514 | 720076-0000 | Freight CLN | Freight CLN | 2024-12-02 10:47:04 | 0 | Pcs | 50000 | 0000 | IDR | General | 0 | 0 | Material | N | N | N | ""
12470 | 720070-0000 | Freight Surcharge Jakarta - Perawang Container 20 Ft | Freight Surcharge Jakarta - Perawang 20 Ft Container | 2024-10-17 22:27:45 | 0 | Pcs | 2550000 | 0000 | IDR | General | 0 | 0 | Material | N | N | N | ""
12611 | 720100-0000 | Freight Surcharge Jakarta - Perawang Container 40 Ft | Freight Surcharge Jakarta - Perawang 40 Ft Container | 2025-03-05 06:57:12 | 0 | Pcs | 5100000 | 0000 | IDR | General | 0 | 0 | Material | N | N | N | ""
8148 | 810001-0000 | Fuel | Fuel | 2013-07-04 10:39:09 | 0 | Ltr | 100000 | 0000 | IDR | General | 0 | 9982 | Material | N | N | N | ""
11648 | 611173-0000 | Fuel Filter | Fuel Filter | 2020-08-25 13:27:15 | 0 | Pcs | 1901708 | 0000 | IDR | General | 0 | 0 | Material | N | N | N | ""
11649 | 611174-0000 | Fuel pre-filter | Fuel pre-filter | 2020-08-25 13:28:41 | 0 | Pcs | 2072648 | 0000 | IDR | General | 0 | 0 | Material | N | N | N | ""
11391 | 611144-0000 | Full Body Hardness | Full Body Hardness | 2019-06-17 13:26:33 | 0 | Set | 330000 | 0000 | IDR | General | 0 | 0 | Material | N | N | N | ""
8679 | 211026-0000 | Full Body Harness | Full Body Harness | 2013-10-08 09:16:08 | 0 | Pcs | 300000 | 0000 | IDR | General | 250000 | 11378 | Material | N | N | N | ""
10479 | 610011-DNFG | Full body safety harness, | Full body safety harness, | 2016-12-21 21:35:42 | 0 | Pcs | 32000 | DNFG | IDR | Dong Fang | 0 | 0 | Material | N | N | N | ""
10946 | 611113-0000 | Fuse Box ( relay and Fuse ) | Fuse Box (relay and fuse) | 2017-09-11 16:55:04 | 0 | Pcs | 575000 | 0000 | IDR | General | 0 | 0 | Material | N | N | N | ""
12234 | 611310-0000 | Gagang Pacul | Hoe Handle | 2023-04-03 18:58:22 | 0 | btg | 25000 | 0000 | IDR | General | 0 | 0 | Material | N | N | N | ""
11034 | 413201-0000 | Galavanized Pole 1.5 mtrs height ( dia. 4 inch ) for outdoor | Galavanized Pole 1.5 mtrs height (dia. 4 inch) for outdoor | 2018-01-25 10:39:07 | 0 | Mtr | 2000000 | 0000 | IDR | General | 2000000 | 13339 | Material | N | N | N | ""
8670 | 129074-0000 | Galian Tanah (Cutting Soil) | Cutting Soil | 2013-10-04 11:19:52 | 0 | M3 | 55000 | 0000 | IDR | General | 0 | 11132 | Material | N | N | N | ""
9305 | 424064-0000 | Galian, Pengurugan kembali dan perbaikan kembali, pengisian pasir, deeksten dan tanda rute kabel tanah dan tempat sambung kedalaman 0.6 meter | Excavation, backfilling and repair, sand filling, extension and marking of underground cable routes and connection points to a depth of 0.6 meters | 2014-06-09 11:44:39 | 0 | Mtr | 9500000 | 0000 | IDR | General | 0 | 11683 | Material | N | N | N | ""
10421 | 211106-0000 | Galvanis Steel Armour Rods for GSW 55 | Galvanized Steel Armor Rods for GSW 55 | 2016-11-23 14:33:27 | 0 | Set | 40000 | 0000 | IDR | General | 0 | 0 | Material | N | N | N | ""
9434 | 111300-0000 | Galvanize Pole dia. 3 Inch, 2 m height | Galvanize the Pole. 3 Inch, 2 m height | 2014-09-02 10:06:19 | 0 | Pcs | 550000 | 0000 | IDR | General | 1500000 | 11694 | Material | N | N | N | ""
9435 | 111301-0000 | Galvanize Pole dia. 4 Inch, 3 m height | Galvanize the Pole. 4 Inch, 3 m height | 2014-09-02 10:07:48 | 0 | Pcs | 3000000 | 0000 | IDR | General | 2500000 | 11694 | Material | N | N | N | ""
9436 | 111302-0000 | Galvanize Pole dia. 4 Inch, 6 m height | Galvanize the Pole. 4 Inch, 6 m height | 2014-09-02 10:15:04 | 0 | Pcs | 909091 | 0000 | IDR | General | 3500000 | 11694 | Material | N | N | N | ""
8077 | 281001-0000 | Gambar Desain dengan Ukuran Kerta A1 | Design Drawing with A1 Paper Size |  | 0 | Pcs | 5500000 | 0000 | IDR |  | 0 | 0 |  | N | N | N
8547 | 313023-0000 | Gantry Joint Box (GB) | Gantry Joint Box (GB) | 2013-10-03 17:12:04 | 0 | Pcs | 6950000 | 0000 | IDR | General | 4400000 | 11132 | Material | N | N | N | ""
12089 | 611297-0000 | Gas Detector | Gas Detector | 2022-04-07 07:01:09 | 0 | Pcs | 7500000 | 0000 | IDR | General | 0 | 0 | Material | N | N | N | ""
10441 | 211121-0000 | Gas Filling device for CB | Gas Filling device for CB | 2016-12-01 11:11:07 | 0 | Set | 0 | 0000 |  | General | 0 | 0 | Material | N | N | N | ""
10621 | 410001-KOBE | Gauge, Cluster Y 59S00021 F3 | Gauge, Cluster Y 59S00021 F3 | 2017-06-02 13:51:48 | 0 | Pcs | 13515000 | KOBE | IDR | KOBELCO | 0 | 0 | Material | N | N | N | ""
10728 | 129234-0000 | GEDUNG KONTROL | CONTROL BUILDING | 2017-08-03 18:44:13 | 0 | Ls | 5651250 | 0000 | IDR | General | 0 | 0 | Material | N | N | N | ""
10650 | 611107-0000 | gegep | tweezers | 2017-06-16 14:35:42 | 0 | Pcs | 25000 | 0000 | IDR | General | 0 | 0 | Material | N | N | N | ""
11563 | 810101-0000 | gelas cuci mata | eye wash cup | 2019-11-26 15:15:50 | 0 | Pcs | 0 | 0000 |  | General | 0 | 0 | Material | N | N | N | ""
9156 | 611023-0000 | Generator | Generator | 2014-04-22 14:11:38 | 0 | Pcs | 0 | 0000 | IDR | General | 0 | 11313 | Material | N | N | N | ""
11825 | 611191-0000 | Generator Bensin Portable 2500 watt | 2500 watt portable gasoline generator | 2021-08-14 20:50:48 | 0 | Unit | 5200000 | 0000 | IDR | General | 0 | 0 | Material | N | N | N | ""
8228 | 311001-MIKA | Generator Set 2,5 Volt MK 4500 | Generator Set 2.5 Volt MK 4500 | 2013-07-19 11:31:52 | 0 | Set | 0 | MIKA | IDR | MIKAWA | 0 | 9982 | Material | N | N | N | ""
11458 | 611155-0000 | Genset | generator | 2019-08-15 15:04:17 | 0 | Unit | 200000 | 0000 | IDR | General | 0 | 0 | Material | N | N | N | ""
10413 | 611098-0000 | Genset 1000 VA | 1000 VA generator | 2016-11-18 14:08:49 | 0 | Set | 1600000 | 0000 | IDR | General | 0 | 0 | Material | N | N | N | ""
11362 | 611136-0000 | Genset 5000 Watt Merek Honda | 5000 Watt Honda Brand Generator | 2019-04-18 10:46:14 | 0 | Pcs | 5900000 | 0000 | IDR | General | 0 | 0 | Material | N | N | N | ""
12266 | 611325-0000 | Genset Diesel Silent 30 kVA | 30 kVA Silent Diesel Generator | 2023-05-29 11:29:52 | 0 | Unit | 56756756.76 | 0000 | IDR | General | 0 | 0 | Material | N | N | N | ""
11620 | 111560-0000 | Geotextile - Non Woven | Geotextile - Non Woven | 2020-04-16 14:10:34 | 0 | M2 | 9000 | 0000 | IDR | General | 0 | 0 | Material | N | N | N | ""
11619 | 111559-0000 | Geotextile - Woven | Geotextile - Woven | 2020-04-16 14:09:18 | 0 | M2 | 0 | 0000 |  | General | 0 | 0 | Material | N | N | N | ""
10651 | 611108-0000 | gergaji | saw | 2017-06-16 14:37:31 | 0 | Pcs | 35000 | 0000 | IDR | General | 0 | 0 | Material | N | N | N | ""
11801 | 620033-0000 | Gergaji Mesin Chainsaw | Chainsaw | 2021-06-10 21:50:32 | 0 | Set | 598198.2 | 0000 | IDR | General | 0 | 0 | Material | N | N | N | ""
11352 | 111497-0000 | Gerinda Duduk Merek Maktec MT243R | Maktec MT243R Bench Grinder | 2019-04-18 10:24:03 | 0 | Pcs | 1550000 | 0000 | IDR | General | 0 | 0 | Material | N | N | N | ""
12079 | 611291-0000 | Gerinda Tangan | Hand Grinder | 2022-02-13 19:17:50 | 0 | Pcs | 462000 | 0000 | IDR | General | 0 | 0 | Material | N | N | N | ""
11351 | 111496-0000 | Gerinda Tangan Merek Maktec MT90 | Maktec MT90 Hand Grinder | 2019-04-18 10:23:20 | 0 | Pcs | 365000 | 0000 | IDR | General | 0 | 0 | Material | N | N | N | ""
10648 | 111414-0000 | germola tangan | hand germola | 2017-06-16 14:32:12 | 0 | Box | 500000 | 0000 | IDR | General | 0 | 0 | Material | N | N | N | ""
2975 | 1002151 | gerobak sorong | wheelbarrow |  | 0 | ea | 575000 | "" | IDR | "" | 500000 | 0 | IT | N | Y | N
11936 | 611224-0000 | Gimbal Joint For Tower ERS | Gimbal Joint for Tower ERS | 2021-10-15 18:29:57 | 0 | Pcs | 6006268.8 | 0000 | IDR | General | 0 | 0 | Material | N | N | N | ""
12001 | 611269-0000 | Gin Pole | Gin Pole | 2021-12-12 12:13:22 | 0 | Pcs | 8000000 | 0000 | IDR | General | 0 | 0 | Material | N | N | N | ""
12665 | 111687-0000 | Glass Wool Insulation t 10 cm | Glass Wool Insulation h 10 cm | 2025-06-24 11:28:46 | 0 | M2 | 0 | 0000 |  | General | 0 | 0 | Material | N | N | N | ""
9246 | 611031-0000 | Googles Uvex 9301 | Uvex 9301 Googles | 2014-05-16 11:02:37 | 0 | Pcs | 15000 | 0000 | IDR | General | 0 | 11558 | Material | N | N | N | ""
9146 | 611018-0000 | GPS (Global Positioning System) | GPS (Global Positioning System) | 2014-04-22 11:29:28 | 0 | Pcs | 1600000 | 0000 | IDR | General | 0 | 11313 | Material | N | N | N | ""
9130 | 610001-GARM | GPS MAP 62SC | GPS MAP 62SC | 2016-02-03 15:33:27 | 0 | Pcs | 0 | GARM | IDR | GARMIN | 0 | 11400 | Material | N | N | N | ""
12038 | 111623-0000 | Grating / Wiremesh Galvanis | Galvanized Grating / Wiremesh | 2022-01-27 14:34:56 | 0 | M2 | 853624 | 0000 | IDR | General | 0 | 0 | Material | N | N | N | ""
9703 | 111333-0000 | Gravel (dia 3 - 5 cm), tebal 15 cm | Gravel (dia 3 - 5 cm), 15 cm thick | 2015-02-02 18:50:32 | 0 | M2 | 62500 | 0000 | IDR | General | 0 | 12502 | Material | N | N | N | ""
12462 | 111681-0000 | Gravel uk. 3 s/d 4 cm | Gravel size 3 to 4 cm | 2024-09-26 11:12:02 | 0 | Ton | 295000 | 0000 | IDR | General | 0 | 0 | Material | N | N | N | ""
11191 | 111492-0000 | Gravel uk. 3 s/d 4 cm | Gravel size 3 to 4 cm | 2018-10-25 17:45:23 | 0 | M3 | 480000 | 0000 | IDR | General | 0 | 0 | Material | N | N | N | ""
12013 | 211406-0000 | Grease | Grease | 2022-01-09 12:10:18 | 0 | Kg | 0 | 0000 |  | General | 0 | 0 | Material | N | N | N | ""
12014 | 211407-0000 | Grease Pump | Grease Pump | 2022-01-09 12:11:31 | 0 | Set | 0 | 0000 |  | General | 0 | 0 | Material | N | N | N | ""
10437 | 211117-0000 | Grip Dead End | Dead End Grip | 2016-11-29 09:37:15 | 0 | Pcs | 10.8 | 0000 | USD | General | 0 | 0 | Material | N | N | N | ""
11904 | 211381-0000 | Grip Hoist w cable | Grip Hoist with cable | 2021-09-23 21:20:57 | 0 | Pcs | 0 | 0000 |  | General | 0 | 0 | Material | N | N | N | ""
10431 | 211111-0000 | Ground Connector | Ground Connector | 2016-11-29 09:21:06 | 0 | Pcs | 0 | 0000 |  | General | 0 | 0 | Material | N | N | N | ""
10489 | 610015-DNFG | Ground Stick 275 Kv | Ground Stick 275 Kv | 2016-12-21 21:54:02 | 0 | Pcs | 5471550 | DNFG | IDR | Dong Fang | 0 | 0 | Material | N | N | N | ""
10512 | 610023-TSE0 | Ground Stick 275 Kv | Ground Stick 275 Kv | 2016-12-23 11:40:40 | 0 | Set | 0 | TSE0 |  | TSE | 0 | 0 | Material | N | N | N | ""
9340 | 211048-0000 | Grounding 3 titik rod pada ODC (max 1 ohm) | Grounding 3 rod points on ODC (max 1 ohm) | 2016-02-02 13:51:45 | 0 | Pcs | 2232792 | 0000 | IDR | General | 900000 | 11841 | Material | N | N | N | ""
7661 | 310055-0000 | Grounding bar | Grounding bar | 2015-06-03 14:11:26 | 0 | Pcs | 1260000 | Gener | IDR | "" | 345000 | 13217 | Material | N | N | N
7664 | 310058-0000 | Grounding Kit Coaxial Feeder 1 1/4 inch | Grounding Kit Coaxial Feeder 1 1/4 inch |  | 0 | Pcs | 0 | Gener | "" | "" | 0 | 0 | Material | N | N | N
7665 | 310059-0000 | Grounding Kit Coaxial Feeder 1 5/8 inch | Grounding Kit Coaxial Feeder 1 5/8 inch |  | 0 | Pcs | 0 | Gener | "" | "" | 0 | 0 | Material | N | N | N
9445 | 313092-0000 | Grounding Kit Coaxial Feeder 1/2 inch | Grounding Kit Coaxial Feeder 1/2 inch | 2014-09-02 10:31:23 | 0 | Pcs | 0 | 0000 | IDR | General | 0 | 11694 | Material | N | N | N | ""
7663 | 310057-0000 | Grounding Kit Coaxial Feeder 7/8 inch | Grounding Kit Coaxial Feeder 7/8 inch |  | 0 | Pcs | 0 | Gener | "" | "" | 0 | 0 | Material | N | N | N
7660 | 310054-0000 | Grounding plat | Grounding plate |  | 0 | Pcs | 0 | Gener | "" | "" | 0 | 0 | Material | N | N | N
10492 | 610016-DNFG | Grounding Pole and Clip | Grounding Pole and Clip | 2016-12-21 21:57:16 | 0 | Pcs | 79000 | DNFG | IDR | Dong Fang | 0 | 0 | Material | N | N | N | ""
9212 | 313055-0000 | Grounding Pondasi | Foundation Grounding | 2014-05-02 09:33:58 | 0 | Ls | 1500000 | 0000 | IDR | General | 498747600 | 11430 | Material | N | N | N | ""
9924 | 313178-0000 | Grounding rod 1 inc bc 120 | Grounding rod 1 inc bc 120 | 2015-06-19 15:17:16 | 0 | Set | 0 | 0000 |  | General | 0 | 0 | Material | N | N | N | ""
10674 | 211124-0000 | Grounding Rod besi siku 50.50.5 | Grounding Rod angle iron 50.50.5 | 2017-07-27 17:06:47 | 0 | Kg | 0 | 0000 |  | General | 0 | 0 | Material | N | N | N | ""
10746 | 323183-0000 | Grounding system for the whole of substation equipment.complete | Grounding system for the whole of substation equipment. complete | 2018-03-02 13:51:30 | 0 | Mtr | 56000 | 0000 | IDR | General | 10100 | 13648 | Material | N | N | N | ""
10493 | 610017-DNFG | Grounding Wire Circuit | Grounding Wire Circuit | 2016-12-21 21:58:24 | 0 | Pcs | 1050000 | DNFG | IDR | Dong Fang | 0 | 0 | Material | N | N | N | ""
10467 | 610009-DNFG | GSP Reel | GSP Reel | 2016-12-21 21:06:50 | 0 | Pcs | 0 | DNFG |  | Dong Fang | 0 | 0 | Material | N | N | N | ""
10498 | 610016-TSE0 | GSP Reel GSP 1400 mm | GSP Reel GSP 1400 mm | 2016-12-21 23:21:49 | 0 | Pcs | 3242400 | TSE0 | IDR | TSE | 0 | 0 | Material | N | N | N | ""
10913 | 211135-0000 | GSW 1x55mm2 1kV JIS | GSW 1x55mm2 1kV JIS | 2017-08-04 17:35:30 | 0 | Mtr | 10100 | 0000 | IDR | General | 0 | 0 | Material | N | N | N | ""
12169 | 211441-0000 | GSW 70 mm2 | GSW 70 mm2 | 2022-10-06 17:19:08 | 0 | Mtr | 25500 | 0000 | IDR | General | 0 | 0 | Material | N | N | N | ""
12360 | 313622-0000 | GSW 75 mm2 | GSW 75 mm2 | 2024-05-17 21:36:33 | 0 | Mtr | 0 | 0000 |  | General | 0 | 0 | Material | N | N | N | ""
11559 | 611162-0000 | gunting | scissors | 2019-11-26 15:11:16 | 0 | Pcs | 17000 | 0000 | IDR | General | 0 | 0 | Material | N | N | N | ""
11875 | 211353-0000 | Guy Plate 0-0 | Guy Plate 0-0 | 2021-09-23 19:25:11 | 0 | Pcs | 1761408 | 0000 | IDR | General | 0 | 0 | Material | N | N | N | ""
11874 | 211352-0000 | Guy Plate 45-45 | Guy Plate 45-45 | 2021-09-23 19:12:44 | 0 | Pcs | 2575560 | 0000 | IDR | General | 0 | 0 | Material | N | N | N | ""
11684 | 111569-0000 | Gypsum Board 120 x 240 cm | Gypsum Board 120 x 240 cm | 2020-10-06 21:53:46 | 0 | Lbr | 60800 | 0000 | IDR | General | 0 | 0 | Material | N | N | N | ""
11524 | 313493-0000 | H Yoke Plat 210kN | H Yoke Plate 210kN | 2019-09-23 21:04:30 | 0 | Pcs | 304964 | 0000 | IDR | General | 0 | 0 | Material | N | N | N | ""
10457 | 610005-DNFG | Hand Hydraulic Cutter For Conductor | Hand Hydraulic Cutter For Conductors | 2016-12-21 20:50:03 | 0 | Set | 950000 | DNFG | IDR | Dong Fang | 0 | 0 | Material | N | N | N | ""
11843 | 211344-0000 | Hand Stacker Manual Capacity 2 Ton | Hand Stacker Manual Capacity 2 Ton | 2021-09-13 10:50:30 | 0 | Unit | 9046100 | 0000 | IDR | General | 0 | 0 | Material | N | N | N | ""
11364 | 611137-0000 | Hand Winch | Hand Winch | 2019-04-18 10:48:34 | 0 | Pcs | 2800000 | 0000 | IDR | General | 0 | 0 | Material | N | N | N | ""
11291 | 211241-0000 | Handle clamp | Handle clamp | 2019-02-11 15:00:34 | 0 | Pcs | 40000 | 0000 | IDR | General | 0 | 14049 | Material | N | N | N | ""
9545 | 720026-0000 | Handling costs at Batam | Handling costs at Batam | 2014-11-17 12:22:30 | 0 | Ls | 7400000 | 0000 | IDR | General | 7400000 | 12148 | Material | N | N | N | ""
12267 | 611326-0000 | Handrail Post for LICO | Handrail Post for LICO | 2023-06-03 17:49:40 | 0 | Pc/Month | 0 | 0000 |  | General | 0 | 0 | Material | N | N | N | ""
12262 | 611323-0000 | Handrail Post Lico | Handrail Post Lico | 2023-05-25 08:39:14 | 0 | Pc/Month | 0 | 0000 |  | General | 0 | 0 | Material | N | N | N | ""
8270 | 610001-0000 | Hand-stacker electric 1.5T 2.5M | Hand-stacker electric 1.5T 2.5M | 2013-07-29 08:45:12 | 0 | Set | 0 | 0000 | IDR | General | 0 | 92200000 | Material | N | N | N | ""
8724 | 211034-0000 | Hanger Handhole | Hanger Handhole | 2013-10-28 14:05:59 | 0 | Pcs | 30000 | 0000 | IDR | General | 30000 | 11099 | Material | N | N | N | ""
11914 | 611216-0000 | Hanging Door Roller (with Chains, Single Bearing) | Hanging Door Roller (with Chains, Single Bearing) | 2021-09-28 14:03:14 | 0 | Unit | 5.5 | 0000 | USD | General | 0 | 14700 | Material | N | N | N | ""
10278 | 413183-0000 | Hard disk | Hard disk | 2016-08-08 11:39:52 | 0 | Unit | 2004250 | 0000 | IDR | General | 0 | 0 | Material | N | N | N | ""
12791 | 611347-0000 | Harddisk 2 TB | 2 TB hard disk | 2025-11-25 17:12:33 | 0 | Unit | 1950000 | 0000 | IDR | General | 0 | 0 | Material | N | N | N | ""
10448 | 810032-0000 | Harddisk 3 TB Red Version | 3 TB Red Version Hard Drive | 2016-12-13 11:35:05 | 0 | Pcs | 1800000 | 0000 | IDR | General | 0 | 0 | Material | N | N | N | ""
10446 | 810030-0000 | Harddisk Case | Hard Disk Case | 2016-12-13 11:34:10 | 0 | Pcs | 120000 | 0000 | IDR | General | 0 | 0 | Material | N | N | N | ""
7716 | 110004-0000 | Hardener | Hardener |  | 0 | Ltr | 0 | Gener | "" | "" | 0 | 0 | Material | N | N | N
12781 | 111703-0000 | H-Beam 150 mm - 150 mm - 7 mm, panjang 12 m | H-Beam 150 mm - 150 mm - 7 mm, length 12 m | 2025-11-22 21:54:39 | 0 | btg | 0 | 0000 |  | General | 0 | 0 | Material | N | N | N | ""
12780 | 111702-0000 | H-Beam 150 mm - 150 mm - 7 mm, panjang 6 m | H-Beam 150 mm - 150 mm - 7 mm, length 6 m | 2025-11-22 21:48:24 | 0 | btg | 0 | 0000 |  | General | 0 | 0 | Material | N | N | N | ""
8783 | 129076-0000 | HB-PS 2 Jembatan Kabel gantung dengan 2 tiang pole concret tinggi 9 meter. | HB-PS 2 Suspension cable bridge with 2 concrete poles 9 meters high. | 2015-06-12 15:06:38 | 0 | Mtr | 250100 | 0000 | IDR | General | 0 | 11678 | Material | N | N | N | ""
11672 | 313526-0000 | HDD 6 TB | 6 TB HDD | 2020-10-02 11:09:49 | 0 | Pcs | 2537375 | 0000 | IDR | General | 0 | 0 | Material | N | N | N | ""
10454 | 610004-DNFG; 610022-TSE0 | Head Press | Head Press | 2016-12-21 20:44:30 | 0 | Set | 0 | DNFG |  | Dong Fang | 0 | 0 | Material | N | N | N | ""
11863 | 611209-0000 | Head Spul 6 inch draad 3,5 inch | Head Spool 6 inch draad 3.5 inch | 2021-09-19 15:38:16 | 0 | Unit | 1425000 | 0000 | IDR | General | 0 | 0 | Material | N | N | N | ""
11343 | 611126-0000 | Headboard Roll Pulley | Headboard Roll Pulley | 2019-03-29 15:20:59 | 0 | Pcs | 3200000 | 0000 | IDR | General | 0 | 0 | Material | N | N | N | ""
11652 | 313520-0000 | Heat Shrink | Heat Shrink | 2020-08-26 09:25:43 | 0 | Mtr | 150000 | 0000 | IDR | General | 0 | 0 | Material | N | N | N | ""
12577 | 313724-0000 | Heater 50 W | 50 W Heater | 2025-01-17 17:49:05 | 0 | Pcs | 249000 | 0000 | IDR | General | 0 | 0 | Material | N | N | N | ""
11958 | 111612-0000 | Hebel Bata Ringan ukr 10x19x60cm | Lightweight Brick Lever 10x19x60cm | 2021-10-24 22:44:53 | 0 | M3 | 1370000 | 0000 | IDR | General | 0 | 0 | Material | N | N | N | ""
11229 | 810080-0000 | Helm Proyek | Project Helmet | 2018-12-11 14:51:08 | 0 | Pcs | 35000 | 0000 | IDR | General | 0 | 0 | Material | N | N | N | ""
9244 | 611029-0000 | Helmet Putih (MSA Original USA) | White Helmet (MSA Original USA) | 2014-05-16 11:00:41 | 0 | Set | 43000 | 0000 | IDR | General | 104500 | 11558 | Material | N | N | N | ""
9399 | 413082-0000 | HH PIT Portable 873mm(L) x 578mm(W) x 914mm(D) | HH PIT Portable 873mm(L) x 578mm(W) x 914mm(D) | 2014-08-11 11:41:17 | 0 | Set | 8552510 | 0000 | IDR | General | 6000000 | 11711 | Material | N | N | N | ""
12255 | 611319-0000 | High Frequency Concrete Vibrator Dia Head 50 mm | High Frequency Concrete Vibrator Dia Head 50 mm | 2023-05-22 05:38:18 | 0 | Unit | 10336000 | 0000 | IDR | General | 0 | 0 | Material | N | N | N | ""
12256 | 611320-0000 | High Frequency Concrete Vibrator Dia Head 70 mm | High Frequency Concrete Vibrator Dia Head 70 mm | 2023-05-22 05:40:48 | 0 | Unit | 11932000 | 0000 | IDR | General | 0 | 0 | Material | N | N | N | ""
12257 | 611321-0000 | High Frequency Concrete Vibrator Dia Head 80 mm | High Frequency Concrete Vibrator Dia Head 80 mm | 2023-05-22 05:43:06 | 0 | Unit | 12616000 | 0000 | IDR | General | 0 | 0 | Material | N | N | N | ""
12254 | 611318-0000 | High Frequency Converter 3phase | High Frequency Converter 3phase | 2023-05-22 05:14:10 | 0 | Unit | 36328000 | 0000 | IDR | General | 0 | 0 | Material | N | N | N | ""
7307 | 410008-PACI | High Gain Antenna - Panel, Gain 11dBi, 800-2700 MHz | High Gain Antenna - Panel, Gain 11dBi, 800-2700 MHz |  | 0 | Pcs | 0 | Pacif |  |  | 0 | 0 |  | N | N | N
11346 | 611127-0000 | HILTI GUNSET | HILTI GUNSET | 2019-04-02 16:07:32 | 0 | Pcs | 0 | 0000 |  | General | 0 | 0 | Material | N | N | N | ""
11953 | 611237-0000 | Hoisting Rod Draad 3,5 inch | Hoisting Rod Draad 3.5 inch | 2021-10-22 15:40:57 | 0 | Unit | 1350000 | 0000 | IDR | General | 0 | 0 | Material | N | N | N | ""
12406 | 111666-0000 | Hollow Galvanis 40 (4 Cm) x 40 (4 Cm) Tebal 0.8 mm x 4 Meter | Hollow Galvanized 40 (4 Cm) x 40 (4 Cm) Thickness 0.8 mm x 4 Meters | 2024-07-12 19:12:30 | 0 | btg | 155000 | 0000 | IDR | General | 0 | 0 | Material | N | N | N | ""
12140 | 211432-0000; 111571-0000; 111570-0000 | Hollow Gypsum 2 x 4 | Hollow Gypsum 2 x 4 | 2022-08-19 15:30:22 | 0 | btg | 20000 | 0000 | IDR | General | 0 | 0 | Material | N | N | N | ""
11387 | 611140-0000 | Hook | Hook | 2019-06-17 13:23:04 | 0 | Pcs | 63636.36 | 0000 | IDR | General | 0 | 0 | Material | N | N | N | ""
11908 | 211385-0000 | Hook Lifting Conductor | Hook Lifting Conductor | 2021-09-23 21:30:05 | 0 | Pcs | 384000 | 0000 | IDR | General | 0 | 0 | Material | N | N | N | ""
12205 | 129438-0000 | Horizontal Ledger Rent | Horizontal Ledger Rent | 2023-03-21 09:48:37 | 0 | Pc/Month | 8000 | 0000 | IDR | General | 0 | 0 | Material | N | N | N | ""
12187 | 323211-0000 | Hot Dip Galvanizing | Hot Dip Galvanizing | 2023-01-18 16:31:09 | 0 | Kg | 4500 | 0000 | IDR | General | 0 | 0 | Material | N | N | N | ""
10633 | 424168-0000 | Hourly rate Jasa Service | Hourly rate of service | 2017-06-02 14:12:52 | 0 | Pcs | 145000 | 0000 | IDR | General | 0 | 0 | Material | N | N | N | ""
9165 | 820032-0000;820040-0000; 820048-0000 | HP (Tahun Pertama) | HP | 2014-04-22 14:40:58 | 0 | Yr | 0 | 0000 | IDR | General | 0 | 11313 | Material | N | N | N | ""
11199 | 810062-0000 | HP Color Laserjet CP3525 | HP Color Laserjet CP3525 | 2018-11-26 13:39:52 | 0 | Set | 850000 | 0000 | IDR | General | 0 | 0 | Material | N | N | N | ""
11200 | 810063-0000 | HP M500 M525 B/W | HP M500 M525 B/W | 2018-11-26 13:40:58 | 0 | Pcs | 0 | 0000 |  | General | 0 | 0 | Material | N | N | N | ""
11201 | 810064-0000 | HP M535 B/W | HP M535 B/W | 2018-11-26 13:41:54 | 0 | Pcs | 1350000 | 0000 | IDR | General | 0 | 0 | Material | N | N | N | ""
12212 | 129445-0000 | Hs Hollow 50 x 50 x 2.3 L 2400 Rent | Hs Hollow 50 x 50 x 2.3 L 2400 Rent | 2023-03-21 09:56:37 | 0 | Pc/Month | 8000 | 0000 | IDR | General | 0 | 0 | Material | N | N | N | ""
12213 | 129446-0000 | Hs Hollow 50 x 50 x 2.3 L 3000 Rent | Hs Hollow 50 x 50 x 2.3 L 3000 Rent | 2023-03-21 09:57:53 | 0 | Pc/Month | 8800 | 0000 | IDR | General | 0 | 0 | Material | N | N | N | ""
11624 | 313507-0000 | HSU Rod Suspension for OPGW 100 mm2 | HSU Rod Suspension for OPGW 100 mm2 | 2020-05-30 17:42:14 | 0 | Pcs | 564000 | 0000 | IDR | General | 0 | 0 | Material | N | N | N | ""
12171 | 211443-0000 | Humpback Split PIN Stainless Steel | Humpback Split PIN Stainless Steel | 2022-10-12 10:15:58 | 0 | Pcs | 6000 | 0000 | IDR | General | 0 | 0 | Material | N | N | N | ""
10738 | 323176-0000 | HV Conductor for Bus-Bar and Feeder Bays | HV Conductor for Bus-Bar and Feeder Bays | 2017-08-03 18:54:41 | 0 | Mtr | 0 | 0000 |  | General | 0 | 0 | Material | N | N | N | ""
11244 | 211195-0000 | HV Connector and String Hardware | HV Connector and String Hardware | 2019-01-24 17:09:03 | 0 | lot | 0 | 0000 |  | General | 0 | 14188 | Material | N | N | N | ""
10723 | 323173-0000 | HV connector suitable for Conductor Type | HV connector suitable for Conductor Type | 2017-08-03 18:35:45 | 0 | Pcs | 800000 | 0000 | IDR | General | 0 | 0 | Material | N | N | N | ""
7418 | 410069-PACI; 410069-ENRS; 410069-YOLI | Hybrid Coupler, 2in2Out, 800-2500 MHz | Hybrid Coupler, 2in2Out, 800-2500 MHz |  | 0 | Pcs | 800000 | Pacif | IDR |  | 125 | 0 |  | N | N | N
9141 | 410003-Whub; 410096-YOLI | Hybrid Coupler, 2in2Out, 800-2700 MHz | Hybrid Coupler, 2in2Out, 800-2700 MHz | 2014-04-18 06:57:24 | 0 | Pcs | 107 | Whub | USD | Winhub | 107 | 11313 | Material | N | N | N | ""
11920 | 211390-0000 | Hydraulic Breaker drive hammer | Hydraulic Breaker drive hammer | 2021-10-13 15:53:24 | 0 | Pcs | 3755 | 0000 | USD | General | 0 | 0 | Material | N | N | N | ""
10453 | 610001-TSE0 | Hydraulic Compressor 100T | Hydraulic Compressor 100T | 2016-12-23 07:05:08 | 0 | Set | 37759550 | TSE0 | IDR | TSE | 0 | 13355 | Material | N | N | N | ""
11651 | 611176-0000 | Hydraulic Oil Catridge | Hydraulic Oil Cartridge | 2020-08-25 13:32:26 | 0 | Pcs | 1288000 | 0000 | IDR | General | 0 | 0 | Material | N | N | N | ""
11650 | 611175-0000 | Hydraulic Oil Tank Cap | Hydraulic Oil Tank Cap | 2020-08-25 13:30:43 | 0 | Pcs | 1977650 | 0000 | IDR | General | 0 | 0 | Material | N | N | N | ""
11717 | 211322-0000 | Hydraulic Piston Pump | Hydraulic Piston Pump | 2020-12-27 14:48:32 | 0 | Set | 16800000 | 0000 | IDR | General | 0 | 0 | Material | N | N | N | ""
10450 | 610002-DNFG | Hydraulic Puller Tensioner 6T SA-YQZ60 | Hydraulic Puller Tensioner 6T SA-YQZ60 | 2016-12-23 07:15:02 | 0 | Set | 1080891450 | DNFG | IDR | Dong Fang | 0 | 13355 | Material | N | N | N | ""
10452 | 610003-DNFG | Hydraulic Tensioner 8 T SA - YZ 2X40 B | Hydraulic Tensioner 8 T SA - YZ 2X40 B | 2016-12-23 07:12:49 | 0 | Set | 988244000 | DNFG | IDR | Dong Fang | 0 | 13355 | Material | N | N | N | ""
12428 | 710013-0000 | Hyundai Ioniq 5 | Hyundai Ioniq 5 | 2024-08-01 18:19:18 | 0 | Pcs | 742500000 | 0000 | IDR | General | 0 | 0 | Material | N | N | N | ""
11153 | 211146-0000 | I Konektor A2C Lupine 2 x 1267 to Plate 4 - Holes Dia. 14.5 | I Lupine A2C Connector 2 x 1267 to Plate 4 - Holes Dia. 14.5 | 2018-09-25 11:08:13 | 0 | Pcs | 1165000 | 0000 | IDR | General | 0 | 0 | Material | N | N | N | ""
11160 | 211153-0000 | I Konektor A2C Lupine 2 x 1267 to Plate 8 - Holes Dia. 14 | I Lupine A2C Connector 2 x 1267 to Plate 8 - Holes Dia. 14 | 2018-09-25 11:25:27 | 0 | Pcs | 1165000 | 0000 | IDR | General | 0 | 0 | Material | N | N | N | ""
11166 | 211159-0000 | I Konektor A2C Lupine 2 x 1267 to to Plate 6 - Holes Dia. 14.3 | I Lupine A2C Connector 2 x 1267 to Plate 6 - Holes Dia. 14.3 | 2018-09-25 11:33:54 | 0 | Pcs | 1165000 | 0000 | IDR | General | 0 | 0 | Material | N | N | N | ""
11169 | 211162-0000 | I Konektor A3C 300 to Pin 40 mm | I A3C 300 to Pin 40 mm connector | 2018-09-25 11:38:26 | 0 | Pcs | 793500 | 0000 | IDR | General | 0 | 0 | Material | N | N | N | ""
11151 | 211144-0000 | I Konektor A3C 300 to Plate 4 - Holes Dia. 14 | I A3C 300 Connector to Plate 4 - Holes Dia. 14 | 2018-09-25 11:06:04 | 0 | Pcs | 1165000 | 0000 | IDR | General | 0 | 0 | Material | N | N | N | ""
11158 | 211151-0000 | I Konektor A3C 300 to Plate 4 - Holes Dia. 14.5 | I A3C 300 Connector to Plate 4 - Holes Dia. 14.5 | 2018-09-25 11:18:27 | 0 | Pcs | 708500 | 0000 | IDR | General | 0 | 0 | Material | N | N | N | ""
11164 | 211157-0000 | I Konektor A3C 300 to Plate 8 - Holes Dia. 14 | I A3C 300 Connector to Plate 8 - Holes Dia. 14 | 2018-09-25 11:30:42 | 0 | Pcs | 716500 | 0000 | IDR | General | 0 | 0 | Material | N | N | N | ""
11167 | 211160-0000 | I Konektor A3C 630 to Pin 40 mm | I A3C 630 to Pin 40 mm connector | 2018-09-25 11:36:15 | 0 | Pcs | 847000 | 0000 | IDR | General | 0 | 0 | Material | N | N | N | ""
11150 | 211143-0000 | I Konektor A3C 630 to Plate 4 - Holes Dia. 14 | I A3C 630 Connector to Plate 4 - Holes Dia. 14 | 2018-09-25 11:03:29 | 0 | Pcs | 748500 | 0000 | IDR | General | 0 | 0 | Material | N | N | N | ""
11157 | 211150-0000 | I Konektor A3C 630 to Plate 4 - Holes Dia. 14.5 | I A3C 630 Connector to Plate 4 - Holes Dia. 14.5 | 2018-09-25 11:17:26 | 0 | Pcs | 748500 | 0000 | IDR | General | 0 | 0 | Material | N | N | N | ""
11162 | 211155-0000 | I Konektor A3C 630 to Plate 8 - Holes Dia. 14 | I A3C 630 Connector to Plate 8 - Holes Dia. 14 | 2018-09-25 11:28:13 | 0 | Pcs | 770000 | 0000 | IDR | General | 0 | 0 | Material | N | N | N | ""
10765 | 323188-0000 | IED Busbar Protection FOR 12 BAYS | IED Busbar Protection FOR 12 BAYS | 2017-08-03 19:26:19 | 0 | Set | 0 | 0000 |  | General | 0 | 0 | Material | N | N | N | ""
12416 | 313643-0000 | IED Backup Protection Unit | IED Backup Protection Unit | 2024-07-16 17:30:12 | 0 | Set | 0 | 0000 |  | General | 0 | 0 | Material | N | N | N | ""
12417 | 313644-0000 | IED Bay Control Unit | IED Bay Control Unit | 2024-07-16 17:31:14 | 0 | Set | 0 | 0000 |  | General | 0 | 0 | Material | N | N | N | ""
12419 | 313646-0000 | IED Main Protection Unit | IED Main Protection Unit | 2024-07-16 17:36:51 | 0 | Set | 141840000 | 0000 | IDR | General | 0 | 0 | Material | N | N | N | ""
8080 | 521003-0000 | Ijin Penempatan Perangkat Panel, Indoor | Indoor Panel Device Placement Permit |  | 0 | Ls | 0 | 0000 |  |  | 0 | 0 |  | N | N | N
8081 | 521004-0000 | Ijin Penempatan Perangkat Panel, outdoor | Permit for Placement of Panel Devices, outdoor |  | 0 | Ls | 0 | 0000 |  |  | 0 | 0 |  | N | N | N
9943 | 521012-0000 | Ijin PU Perkota | City PU Permit | 2015-07-02 15:12:58 | 0 | Ls | 0 | 0000 |  | General | 0 | 0 | Material | N | N | N | ""
12567 | 611342-0000 | Ijuk | Palm fiber | 2025-01-15 20:12:45 | 0 | ikat | 20000 | 0000 | IDR | General | 0 | 0 | Material | N | N | N | ""
11015 | 820098-0000 | Iklan baris | Classified ad | 2017-10-27 10:46:30 | 0 | Ls | 9009009 | 0000 | IDR | General | 0 | 0 | Material | N | N | N | ""
10381 | 820095-0000 | Iklan Recruitment | Recruitment Advertisement | 2016-10-06 09:31:29 | 0 | Ls | 9432000 | 0000 | IDR | General | 0 | 0 | Material | N | N | N | ""
9694 | 111325-0000 | Import fill with selected material | Import fill with selected material | 2015-02-02 18:39:20 | 0 | M3 | 93755 | 0000 | IDR | General | 0 | 12502 | Material | N | N | N | ""
10442 | 313258-0000 | Import Licence Undername | Import License Undername | 2016-12-06 13:47:06 | 0 | Ls | 13103000 | 0000 | IDR | General | 0 | 13510 | Material | N | N | N | ""
9546 | 720027-0000 | Import permit and custom clearance at Batam | Import permit and custom clearance at Batam | 2014-11-17 12:23:52 | 0 | Ls | 1618000 | 0000 | IDR | General | 15000000 | 12148 | Material | N | N | N | ""
7433 | 410079-0000 | In Line Closure 12 core | In-Line Closure 12 cores |  | 0 | Set | 0 | Gener |  |  | 0 | 0 |  | N | N | N
7434 | 410080-0000 | In Line Closure 24 core | In-Line Closure 24 cores |  | 0 | Set | 483000 | Gener | IDR |  | 936753.32 | 0 |  | N | N | N
7435 | 410081-0000 | In Line Closure 48 core | In-Line Closure 48 cores |  | 0 | Set | 738920 | Gener | IDR |  | 600000 | 0 |  | N | N | N
7436 | 410082-0000 | In Line Closure 96 core | In-Line Closure 96 cores | 2015-12-14 11:20:34 | 0 | Set | 1400000 | Gener | IDR |  | 1000000 | 13984 |  | N | N | N
8137 | 411008-0000 | In Line FO Splice Closure 12 Core | In Line FO Splice Closure 12 Core |  | 0 | Set | 0 | 0000 |  |  | 0 | 0 |  | N | N | N
8141 | 411012-0000 | In Line FO Splice Closure 144 Core | In Line FO Splice Closure 144 Cores |  | 0 | Set | 1000000 | 0000 | IDR |  | 1343810 | 0 |  | N | N | N
8138 | 411009-0000 | In Line FO Splice Closure 24 Core | In Line FO Splice Closure 24 Cores | 2016-02-25 16:16:33 | 0 | Set | 435000 | 0000 | IDR |  | 860000 | 13475 |  | N | N | N
8142 | 411013-0000 | In Line FO Splice Closure 264 Core | In Line FO Splice Closure 264 Cores |  | 0 | Set | 0 | 0000 |  |  | 0 | 0 |  | N | N | N
9393 | 413077-0000 | In Line FO Splice Closure 288 Core | In Line FO Splice Closure 288 Cores | 2014-08-11 10:40:31 | 0 | PCS | 1890000 | 0000 | IDR | General | 1700000 | 11711 | Material | N | N | N | ""
8139 | 411010-0000 | In Line FO Splice Closure 48 Core | In Line FO Splice Closure 48 Cores |  | 0 | Set | 100000 | 0000 | IDR |  | 550000 | 0 |  | N | N | N
8140 | 411011-0000 | In Line FO Splice Closure 96 Core | In Line FO Splice Closure 96 Cores |  | 0 | Set | 535000 | 0000 | IDR |  | 600000 | 0 |  | N | N | N
9216 | 521005-0000 | Incentive Sitac IBC | Incentive Sitac IBC | 2014-05-08 09:48:11 | 0 | Ls | 0 | 0000 | IDR | General | 0 | 11579 | Material | N | N | N | ""
9768 | 323099-0000 | Individual Test & Commissioning | Individual Test & Commissioning | 2015-02-03 14:23:20 | 0 | lot | 80000000 | 0000 | IDR | General | 0 | 12502 | Material | N | N | N | ""
9994 | 410001-COMB | Indoor Antenna - 806-960/1710-2500 Gain min. 4 dBi / 360 deg. Female Connector, Double port | Indoor Antenna - 806-960/1710-2500 Gain min. 4 dBi / 360 deg. Female Connector, Double port | 2015-09-30 09:36:21 | 0 | Pcs | 0 | COMB |  | COMBA | 0 | 0 | Material | N | N | N | ""
9997 | 410070-PACI | Indoor Antenna - Omni, 806-960/1710-2500 Gain min. 4 dBi / 360 deg. Female Connector, Double port | Indoor Antenna - Omni, 806-960/1710-2500 Gain min. 4 dBi / 360 deg. Female Connector, Double port | 2016-12-13 09:40:11 | 0 | Pcs | 406890 | PACI | IDR | PACIFIC WAVE | 406980 | 13539 | Material | N | N | N | ""
7306 | 410007-KTRN | Indoor Antenna - Bidirectional, Gain 7dBi, 800-2170 MHz | Indoor Antenna - Bidirectional, Gain 7dBi, 800-2170 MHz |  | 0 | Pcs | 0 | Kathr |  |  | 0 | 0 |  | N | N | N
9995 | 410002-COMB; 410071-PACI | Indoor Antenna - Directional Panel Antenna, 806-960/1710-2500, Double port | Indoor Antenna - Directional Panel Antenna, 806-960/1710-2500, Double port | 2015-09-30 09:38:56 | 0 | Pcs | 0 | COMB |  | COMBA | 0 | 0 | Material | N | N | N | ""
7304 | 410005-KTRN | Indoor Antenna - Directional/Panel, Gain 7dBi, 800-2170 MHz | Indoor Antenna - Directional/Panel, Gain 7dBi, 800-2170 MHz |  | 0 | Pcs | 0 | Kathr |  |  | 0 | 0 |  | N | N | N
7305 | 410006-PACI | Indoor Antenna - Directional/Panel, Gain 7dBi, 800-2700 MHz | Indoor Antenna - Directional/Panel, Gain 7dBi, 800-2700 MHz |  | 0 | Pcs | 170000 | Pacif | IDR |  | 33 | 0 |  | N | N | N
7300 | 410001-KTRN | Indoor Antenna - Omni, Gain 2dBi, 800-2500MHz | Indoor Antenna - Omni, Gain 2dBi, 800-2500MHz |  | 0 | Pcs | 0 | Kathr |  |  | 0 | 0 |  | N | N | N
9535 | 413115-0000 | Indoor Antenna - Omni, Gain 4,5dBi, 820-2500MHz | Indoor Antenna - Omni, Gain 4.5dBi, 820-2500MHz | 2014-11-03 10:24:16 | 0 | Pcs | 0 | 0000 | IDR | General | 0 | 12168 | Material | N | N | N | ""
7301 | 410002-PACI | Indoor Antenna - Omni, Gain 4dBi, 800-2500MHz | Indoor Antenna - Omni, Gain 4dBi, 800-2500MHz |  | 0 | Pcs | 257678 | Pacif | IDR |  | 22 | 0 |  | N | N | N
7302 | 410003-PACI | Indoor Antenna - Omni, Gain 4dBi, 800-2700MHz | Indoor Antenna - Omni, Gain 4dBi, 800-2700MHz | 2015-06-25 09:37:57 | 0 | Pcs | 160000 | Pacif | IDR |  | 131276.05 | 13327 |  | N | N | N
9570 | 410001-MOBI; 410004-PACI | Indoor Antenna - Omni, Gain 5dBi, 800-2700MHz | Indoor Antenna - Omni, Gain 5dBi, 800-2700MHz | 2014-12-01 17:27:43 | 0 | Pcs | 0 | MOBI | IDR | MOBI | 0 | 12206 | Material | N | N | N | ""
7709 | 210040-0000 | Indoor Cabinet Rectifier A | Indoor Cabinet Rectifier A |  | 0 | Set | 0 | Gener | "" | "" | 0 | 0 | Material | N | N | N
7710 | 210041-0000 | Indoor Cabinet Rectifier B | Indoor Cabinet Rectifier B |  | 0 | Set | 0 | Gener | "" | "" | 0 | 0 | Material | N | N | N
12271 | 611329-0000 | Industrial Steel Deck UDI 25 x 250 | Industrial Steel Deck UDI 25 x 250 | 2023-06-03 18:02:09 | 0 | Pc/Month | 89100 | 0000 | IDR | General | 0 | 0 | Material | N | N | N | ""
11493 | 129382-0000 | Instalasi Air Bersih | Clean Water Installation | 2019-09-05 09:16:06 | 0 | Ls | 64167 | 0000 | IDR | General | 0 | 0 | Material | N | N | N | ""
9524 | 424081-0000 | Instalasi FO Aerial Cable, 12 Core SM G652D, Easy to Split (SC) | FO Aerial Cable Installation, 12 Core SM G652D, Easy to Split (SC) | 2014-10-30 14:10:19 | 0 | Mtr | 3055.5 | 0000 | IDR | General | 2250 | 12168 | Material | N | N | N | ""
9526 | 424082-0000 | Instalasi FO Aerial Cable, 24 Core SM G652D, Easy to Split (SC) | FO Aerial Cable Installation, 24 Core SM G652D, Easy to Split (SC) | 2014-10-30 14:15:38 | 0 | Mtr | 3055.5 | 0000 | IDR | General | 2250 | 12168 | Material | N | N | N | ""
9522 | 424080-0000 | Instalasi FO Aerial Cable, 8 Core SM G652D, Easy to Split (SC) | FO Aerial Cable Installation, 8 Core SM G652D, Easy to Split (SC) | 2014-10-30 14:07:17 | 0 | Mtr | 3055.5 | 0000 | IDR | General | 3174 | 12168 | Material | N | N | N | ""
9209 | 620001-0000 | Instalasi GPS VT310 untuk Excavator | VT310 GPS Installation for Excavator | 2014-04-28 14:08:24 | 0 | Unit | 0 | 0000 | IDR | General | 0 | 11430 | Material | N | N | N | ""
10962 | 424172-0000 | Instalasi PABX | PABX Installation | 2017-09-13 10:50:32 | 0 | Set | 33176100 | 0000 | IDR | General | 0 | 0 | Material | N | N | N | ""
10902 | 221047-0000 | Instalasi pemasangan 150 kV Current Transformers | Installation of 150 kV Current Transformers | 2017-08-04 17:03:24 | 0 | Set | 0 | 0000 |  | General | 0 | 0 | Material | N | N | N | ""
10900 | 221045-0000 | Instalasi pemasangan 150 kV Disconnecting Switch (DS)COMPLETE WITH SUPPORTING STRUCTURE, CLAMP CONNECTORS, AND ALL ACCESSORIES include wiring | Installation of 150 kV Disconnecting Switch (DS) COMPLETE WITH SUPPORTING STRUCTURE, CLAMP CONNECTORS, AND ALL ACCESSORIES including wiring | 2017-08-04 17:01:34 | 0 | Set | 0 | 0000 |  | General | 0 | 0 | Material | N | N | N | ""
10899 | 221044-0000 | Instalasi pemasangan 150 kV 3 PHASE SF6 CIRCUIT BREAKER, 3 POLE, 3150 A, 40 kA, COMPLETE WITH SUPPORTING STRUCTURE, CLAMP CONNECTORS, GAS SF6, AND ALL ACCESSORIES include wiring | Installation of 150 kV 3 PHASE SF6 CIRCUIT BREAKER, 3 POLE, 3150 A, 40 kA, COMPLETE WITH SUPPORTING STRUCTURE, CLAMP CONNECTORS, GAS SF6, AND ALL ACCESSORIES including wiring | 2017-08-04 17:00:42 | 0 | Set | 0 | 0000 |  | General | 0 | 0 | Material | N | N | N | ""
10901 | 221046-0000 | Instalasi pemasangan 150 kV Disconnecting Switch (DSE)COMPLETE | Installation of 150 kV Disconnecting Switch (DSE) COMPLETE | 2017-08-04 17:02:23 | 0 | Set | 0 | 0000 |  | General | 0 | 0 | Material | N | N | N | ""
11495 | 129384-0000 | Instalasi Pembuangan Air | Water Sewerage Installation | 2019-09-05 09:18:16 | 0 | Ls | 23750 | 0000 | IDR | General | 0 | 0 | Material | N | N | N | ""
12688 | 424179-0000 | Instalasi Perangkat Digital Teleprotection dalam Panel Rak | Installation of Digital Teleprotection Devices in Rack Panels | 2025-07-28 18:58:47 | 0 | Unit | 0 | 0000 |  | General | 0 | 0 | Material | N | N | N | ""
12689 | 424180-0000 | Instalasi Perangkat Main Distribution Frame dalam Panel Rak | Installation of Main Distribution Frame Device in Rack Panel | 2025-07-28 19:01:45 | 0 | Unit | 0 | 0000 |  | General | 0 | 0 | Material | N | N | N | ""
12687 | 424178-0000 | Instalasi Perangkat SDH STM-4 dalam Panel Rak | STM-4 SDH Device Installation in Rack Panel | 2025-07-28 18:53:33 | 0 | Unit | 0 | 0000 |  | General | 0 | 0 | Material | N | N | N | ""
9449 | 424073-0000 | Install Antenna | Install Antenna | 2014-09-02 13:00:37 | 13000 | Pcs | 0 | 0000 | IDR | General | 0 | 11694 | Material | Y | N | N | ""
8171 | 424019-0000 | Install BC-TR-5 Galian ,Pengurugan kembali dan perbaikan kembali , pengisian pasir , deeksten dan tanda rute untuk kabel tanah dan tempat sambung kedalaman 1,5 meter | Install BC-TR-5 Excavation, Backfilling and repair, sand filling, extension and route marking for underground cables and connection points to a depth of 1.5 meters | 2013-07-10 14:13:42 | 0 | Mtr | 22000 | 0000 | IDR | General | 21500 | 9982 | Material | N | N | N | ""
9845 | 323115-0000 | Install Box KWH | Install KWH Box | 2015-03-11 14:25:29 | 0 | Pcs | 11164150 | 0000 | IDR | General | 150000 | 0 | Material | N | N | N | ""
9844 | 323114-0000 | Install Box MDP & Arrester Protection | Install MDP Box & Arrester Protection | 2015-03-11 14:22:36 | 0 | Pcs | 150000 | 0000 | IDR | General | 150000 | 0 | Material | N | N | N | ""
9101 | 323033-0000 | Install Box MDP & Arrester Protection | Install MDP Box & Arrester Protection | 2014-03-14 16:23:43 | 102500 | Set | 102500 | 0000 | IDR | General | 102500 | 11633 | Material | Y | N | N | ""
9110 | 323037-0000 | Install Busbar & isolator | Install Busbar & Insulator | 2014-03-14 16:29:20 | 27500 | Pcs | 15000000 | 0000 | IDR | General | 28000 | 11633 | Material | Y | N | N | ""
9846 | 323116-0000 | Install Busbar and Isolator | Install Busbars and Insulators | 2015-03-11 14:27:11 | 0 | Pcs | 34500 | 0000 | IDR | General | 28000 | 0 | Material | N | N | N | ""
9106 | 323035-0000 | Install Cable AAC 70 | Install AAC 70 Cable | 2014-03-14 16:26:40 | 2180 | Mtr | 0 | 0000 | IDR | General | 0 | 11633 | Material | Y | N | N | ""
9108 | 323036-0000 | Install Cable NYY 4 x 16 mm | Install Cable NYY 4 x 16 mm | 2014-03-14 16:27:50 | 1300 | Mtr | 1500 | 0000 | IDR | General | 1500 | 11633 | Material | Y | N | N | ""
9843 | 221027-0000; 221013-0000 | Install Cable Tray | Install Cable Tray | 2015-03-11 14:20:29 | 0 | Mtr | 33000 | 0000 | IDR | General | 6500 | 0 | Material | N | N | N | ""
9455 | 129112-0000 | Install Civil IBC - Plester, cementinous & under layer | Install Civil IBC - Plaster, cementinous & under layer | 2014-09-02 13:20:33 | 18000 | M2 | 18000 | 0000 | IDR | General | 18000 | 11694 | Material | Y | N | N | ""
9087 | 424050-0000 | Install Combiner | Install Combiner | 2014-03-14 15:53:53 | 19000 | Pcs | 19000 | 0000 | IDR | General | 19000 | 11633 | Material | Y | N | N | ""
9119 | 129088-0000 | Install Concrete for foundation | Install Concrete for foundation | 2014-03-14 16:44:44 | 107000 | M3 | 850000 | 0000 | IDR | General | 250000 | 11633 | Material | Y | N | N | ""
9450 | 424074-0000 | Install Coupler / Tapper | Install Coupler / Tapper | 2014-09-02 13:02:05 | 19000 | Pcs | 0 | 0000 | IDR | General | 0 | 11694 | Material | Y | N | N | ""
9086 | 424049-0000 | Install Feeder Cable | Install Feeder Cable | 2014-03-14 15:52:43 | 4500 | Mtr | 4500 | 0000 | IDR | General | 4500 | 11633 | Material | Y | N | N | ""
9121 | 129090-0000 | Install Form work | Install Form work | 2014-03-14 16:46:53 | 17000 | M2 | 20000 | 0000 | IDR | General | 20000 | 11633 | Material | Y | N | N | ""
10088 | 820089-0000 | Install IKR / Rumah | Install IKR / Home | 2015-11-30 16:05:07 | 0 | Unit | 0 | 0000 |  | General | 0 | 0 | Material | N | N | N | ""
9413 | 424072-0000 | Install Jumper | Install Jumper | 2014-08-28 16:35:04 | 19000 | ea | 19000 | 0000 | IDR | General | 19000 | 11684 | Material | Y | N | N | ""
9103 | 323034-0000 | Install KWH Box | Install KWH Box | 2014-03-14 16:24:52 | 102500 | Set | 102500 | 0000 | IDR | General | 102500 | 11633 | Material | Y | N | N | ""
9453 | 323048-0000 | Install ME IBC - Caldweld joint from splitzen to busbar bak kontrol | Install ME IBC - Caldweld joint from splitzen to busbar tub control | 2014-09-02 13:16:15 | 0 | Pcs | 0 | 0000 | IDR | General | 0 | 11694 | Material | Y | N | N | ""
9847 | 323117-0000; 323046-0000 | Install ME IBC - Copper rod | Install ME IBC - Copper rod | 2015-03-11 14:28:26 | 0 | Pcs | 88000 | 0000 | IDR | General | 88000 | 0 | Material | N | N | N | ""
9452 | 323047-0000 | Install ME IBC - Grounding cable | Install ME IBC - Grounding cable | 2014-09-02 13:13:30 | 1800 | Pcs | 1800 | 0000 | IDR | General | 1800 | 11694 | Material | Y | N | N | ""
9848 | 323118-0000; 323049-0000 | Install ME IBC - Lighting protection / splitzen | Install ME IBC - Lighting protection / splitzen | 2015-03-11 14:29:43 | 0 | Pcs | 40000 | 0000 | IDR | General | 50000 | 0 | Material | N | N | N | ""
10661 | 323161-0000 | Install ME IBC Panel ACPDB | Install ME IBC Panel ACPDB | 2017-07-05 16:24:59 | 0 | Pcs | 780000 | 0000 | IDR | General | 0 | 0 | Material | N | N | N | ""
11536 | 323205-0000 | Install ME IBC Optic cable | Install ME IBC Optic cable | 2019-10-31 10:35:21 | 0 | Mtr | 0 | 0000 |  | General | 0 | 0 | Material | N | N | N | ""
10518 | 424166-0000 | Install ME IBC Power cable | Install ME IBC Power cable | 2017-02-10 15:29:32 | 1500 | Pcs | 0 | 0000 |  | General | 1500 | 13352 | Material | Y | N | N | ""
9869 | 413138-0000 | Install Optical Termination Box (OTB) 12 core include pigtail | Install Optical Termination Box (OTB) 12 cores including pigtail | 2015-04-16 15:05:00 | 0 | Pcs | 597440 | 0000 | IDR | General | 0 | 0 | Material | N | N | N | ""
9999 | 424123-0000 | Install Optical Termination Box (OTB) 48 core | Install Optical Termination Box (OTB) 48 cores | 2015-10-01 09:06:31 | 0 | Set | 2389770 | 0000 | IDR | General | 0 | 0 | Material | N | N | N | ""
10000 | 424124-0000 | Install Optical Termination Box (OTB) 96 core | Install Optical Termination Box (OTB) 96 cores | 2015-10-01 09:07:03 | 0 | Set | 0 | 0000 |  | General | 0 | 0 | Material | N | N | N | ""
9113 | 323038-0000 | Install PLN Connection | Install PLN Connection | 2014-03-14 16:30:37 | 0 | Ls | 8131650 | 0000 | IDR | General | 0 | 11633 | Material | N | N | N | ""
11573 | 129392-0000 | Install Pole 12 m | Install Pole 12 m | 2020-01-31 10:16:42 | 0 | Ls | 0 | 0000 |  | General | 0 | 0 | Material | Y | N | N | ""
11535 | 129387-0000 | Install Pole 3 mtr | Install Pole 3 mtr | 2019-10-31 10:33:55 | 0 | Ls | 0 | 0000 |  | General | 0 | 0 | Material | N | N | N | ""
11538 | 129389-0000 | install pole 3m | install 3m pole | 2019-11-01 21:08:28 | 0 | Ls | 0 | 0000 |  | General | 0 | 0 | Material | N | N | N | ""
9215 | 221014-0000 | Install Pole 6 mtr | Install 6 m pole | 2014-05-07 15:36:30 | 1115 | ea | 1115 | 0000 | IDR | General | 1115 | 11579 | Material | Y | N | N | ""
9120 | 129089-0000 | Install Rebar for foundation | Install Rebar for foundation | 2014-03-14 16:45:38 | 1200 | Kg | 1200 | 0000 | IDR | General | 1200 | 11633 | Material | Y | N | N | ""
10942 | 129322-0000 | install red brick | install red brick | 2017-09-07 14:14:44 | 15000 | M2 | 0 | 0000 |  | General | 0 | 0 | Material | Y | N | N | ""
8173 | 424021-0000 | Install SC-MP-C Concrete Marking Post with hight 1 mtr | Install SC-MP-C Concrete Marking Post with height 1 mtr | 2013-07-10 14:16:29 | 0 | Pcs | 75000 | 0000 | IDR | General | 75000 | 9982 | Material | N | N | N | ""
9412 | 424071-0000 | Install Splitter | Install Splitter | 2014-08-28 16:33:58 | 19000 | ea | 19000 | 0000 | IDR | General | 19000 | 11684 | Material | Y | N | N | ""
8164 | 424012-0000 | Install TC-OF-R-19 optical fiber cable rack 19 Inch. | Install TC-OF-R-19 optical fiber cable rack 19 Inch. | 2013-07-10 13:49:05 | 0 | ea | 300000 | 0000 | IDR | General | 0 | 9982 | Material | N | N | N | ""
8675 | 424043-0000 | Install TC-SM-144 termination and exchange joint of a single mode optical fiber cable, CTF/BOX, 144 optical cores included pig tail, protection sleeve. | Install TC-SM-144 termination and exchange joint of a single mode optical fiber cable, CTF/BOX, 144 optical cores included pig tail, protection sleeve. | 2013-10-04 16:15:22 | 0 | ea | 1 | 0000 | IDR | General | 0 | 11132 | Material | N | N | N | ""
8328 | 424034-0000 | Install TC-SM-24 termination and exchange joint of a single mode optical fiber cable, CTF/BOX, 24 optical cores included pig tail, protection sleeve. | Install TC-SM-24 termination and exchange joint of a single mode optical fiber cable, CTF/BOX, 24 optical cores including pig tail, protection sleeve. | 2013-08-01 15:10:29 | 0 | ea | 750000 | 0000 | IDR | General | 840000 | 10101 | Material | N | N | N | ""
8163 | 424011-0000 | Install TC-SM-48 termination and exchange joint of a single mode optical fiber cable, CTF/BOX, 48 optical cores included pig tail, protection sleeve. | Install TC-SM-48 termination and exchange joint of a single mode optical fiber cable, CTF/BOX, 48 optical cores including pig tail, protection sleeve. | 2013-07-10 13:47:55 | 0 | ea | 0 | 0000 | IDR | General | 0 | 9982 | Material | N | N | N | ""
12728 | 323239-0000 | Installation of ACSR/AS 250-A1/SA1A-26/7 Conductors Complete with Fittings and Accessories | Installation of ACSR/AS 250-A1/SA1A-26/7 Conductors Complete with Fittings and Accessories | 2025-10-07 14:45:23 | 0 | Kmr | 0 | 0000 |  | General | 0 | 0 | Material | N | N | N | ""
8814 | 313045-0000 | Insulator 120 kN | 120 kN insulator | 2013-12-16 17:11:10 | 0 | Pcs | 15 | 0000 | USD | General | 15 | 11916 | Material | N | N | N | ""
10992 | 211141-0000 | Insulator 120 kN with fog type | Insulator 120 kN with fog type | 2017-09-22 17:42:53 | 0 | Pcs | 295000 | 0000 | IDR | General | 0 | 0 | Material | N | N | N | ""
11886 | 313538-0000 | Insulator Extension Strap | Insulator Extension Strap | 2021-09-23 20:34:26 | 0 | Pcs | 1259616 | 0000 | IDR | General | 0 | 0 | Material | N | N | N | ""
11898 | 211375-0000 | Insulator Guy Strain | Guy Strain Insulator | 2021-09-23 21:08:25 | 0 | Pcs | 30 | 0000 | USD | General | 0 | 0 | Material | N | N | N | ""
7705 | 210036-0000 | Insulator Type 210kN CA-842EZ | Insulator Type 210kN CA-842EZ | 2015-11-25 11:37:33 | 0 | Pcs | 390000 | Gener | IDR | "" | 400000 | 13735 | Material | N | N | N
10002 | 313189-0000 | Insulator U120B (F12/146DC) | U120B (F12/146DC) Insulator | 2015-10-06 09:58:52 | 0 | Pcs | 230000 | 0000 | IDR | General | 0 | 14650 | Material | N | N | N | ""
9996 | 313188-0000 | Insulator U120BP (F120P/146) | U120BP (F120P/146) Insulator | 2015-09-30 15:29:53 | 0 | Pcs | 283784 | 0000 | IDR | General | 0 | 14425 | Material | N | N | N | ""
12348 | 323212-0000 | Integrasi including Commisioning MUX eksisting dan RCC | Integration including Commissioning of existing MUX and RCC | 2024-05-16 14:24:03 | 0 | Set | 0 | 0000 |  | General | 0 | 0 | Material | N | N | N | ""
12368 | 323217-0000 | Integrasi including Commisioning RCP eksisting | Integration including Commissioning of existing RCP | 2024-05-19 07:57:27 | 0 | bay | 28675000 | 0000 | IDR | General | 0 | 0 | Material | N | N | N | ""
12369 | 323218-0000 | Integrasi including Commisioning SAS eksisting | Integration including Commissioning of existing SAS | 2024-05-19 07:59:11 | 0 | bay | 28675000 | 0000 | IDR | General | 0 | 0 | Material | N | N | N | ""
9840 | 313171-0000 | Integrasi including Commisioning SAS eksisting | Integration including Commissioning of existing SAS | 2015-03-10 16:24:17 | 0 | lot | 22381800 | 0000 | IDR | General | 18531 | 12907 | Material | N | N | N | ""
12370 | 323219-0000 | Integrasi including Commisioning to Busbar Protection Existing | Integration including Commissioning to Busbar Protection Existing | 2024-05-19 08:04:50 | 0 | bay | 28675000 | 0000 | IDR | General | 0 | 0 | Material | N | N | N | ""
12539 | 323229-0000 | Interconnection with existing telecommunication equipment (PAX, PLC, Optical MUX, etc) | Interconnection with existing telecommunication equipment (PAX, PLC, Optical MUX, etc) | 2024-12-02 17:07:57 | 0 | SS | 0 | 0000 |  | General | 0 | 0 | Material | N | N | N | ""
12491 | 313677-0000 | Internal Wiring Consumable Item | Internal Wiring Consumable Items | 2024-11-07 15:07:03 | 0 | Ls | 100 | 0000 | IDR | General | 0 | 0 | Material | N | N | N | ""
12160 | 313588-0000 | Inverse Double Tension Stringset for Conductor 2xTACSR 410 | Inverse Double Tension Stringset for Conductor 2xTACSR 410 | 2022-09-22 12:58:48 | 0 | Set | 4717890 | 0000 | IDR | General | 0 | 0 | Material | N | N | N | ""
12172 | 211444-0000 | Inverse Double Tension Stringset for Conductor 2xTACSR 410 w/o Compression Dead End | Inverse Double Tension Stringset for Conductor 2xTACSR 410 w/o Compression Dead End | 2022-10-20 08:07:10 | 0 | Set | 3617890 | 0000 | IDR | General | 0 | 0 | Material | N | N | N | ""
8809 | 313040-0000 | Inverse Single Tension 120 kN, l xAC5R 240/40, 16mm Couple | Inverse Single Tension 120 kN, l xAC5R 240/40, 16mm Couple | 2014-08-07 19:07:28 | 0 | Set | 1944630 | 0000 | IDR | General | 148.41 | 11916 | Material | N | N | N | ""
11830 | 211339-0000 | Inverse Single Tension Stringset for Conductor 2xTACSR 410 | Inverse Single Tension Stringset for Conductor 2xTACSR 410 | 2021-09-01 08:24:22 | 0 | Set | 3875235 | 0000 | IDR | General | 0 | 0 | Material | N | N | N | ""
9311 | 313071-0000 | Inverter | Inverter | 2017-09-12 15:11:14 | 0 | Set | 0 | 0000 | IDR | General | 0 | 11683 | Material | N | N | N | ""
10848 | 313315-0000 | Inverter - 3kVA INVERTER, 1 Phase, 220 VAC, 50 Hz | Inverter - 3kVA INVERTER, 1 Phase, 220 VAC, 50 Hz | 2017-08-04 10:55:05 | 0 | Set | 150608000 | 0000 | IDR | General | 0 | 0 | Material | N | N | N | ""
11095 | 129345-0000 | Investigasi Pondasi Tower Existing | Existing Tower Foundation Investigation | 2018-04-16 16:49:41 | 0 | Ls | 0 | 0000 |  | General | 0 | 0 | Material | N | N | N | ""
10270 | 611087-0000 | Isi Ulang Aqua Galon | Refill Aqua Gallons | 2016-07-29 10:39:22 | 0 | Unit | 1217000 | 0000 | IDR | General | 0 | 0 | Material | N | N | N | ""
10415 | 810023-0000 | Isi ulang tinta stempel | Stamp ink refill | 2016-11-23 09:25:11 | 0 | Pcs | 0 | 0000 |  | General | 0 | 0 | Material | N | N | N | ""
9429 | 313085-0000 | Isolasi Unibel | Unibel Isolation | 2014-09-02 09:56:22 | 0 | Pcs | 15000 | 0000 | IDR | General | 9000 | 11694 | Material | N | N | N | ""
11221 | 810072-0000 | Isolatif | Isolative | 2018-12-11 14:12:35 | 0 | Pcs | 8000 | 0000 | IDR | General | 0 | 0 | Material | N | N | N | ""
11220 | 810071-0000 | Isolatif Track | Isolative Track | 2018-12-11 14:11:35 | 0 | Pcs | 50000 | 0000 | IDR | General | 0 | 0 | Material | N | N | N | ""
7659 | 310053-0000 | Isolator | Insulator | 2015-06-01 15:01:16 | 0 | Pcs | 0 | Gener | "" | "" | 15000 | 13147 | Material | N | N | N
7693 | 210024-0000 | Isolator bubut 50x40 mm | 50x40 mm lathe insulator |  | 0 | Pcs | 15000 | Gener | IDR | "" | 195000 | 0 | Material | N | N | N
12685 | 820140-0000 | Iuran Program Khusus Jasa Konstruksi | Special Construction Services Program Contribution | 2025-07-15 10:20:55 | 0 | Ls | 123882000 | 0000 | IDR | General | 0 | 0 | Material | N | N | N | ""
12782 | 111704-0000 | IWF 125 mm - 60 mm - 6 mm, panjang 12 m | IWF 125 mm - 60 mm - 6 mm, length 12 m | 2025-11-22 22:02:01 | 0 | btg | 0 | 0000 |  | General | 0 | 0 | Material | N | N | N | ""
12783 | 111705-0000 | IWF 125 mm - 60 mm - 6 mm, panjang 6 m | IWF 125 mm - 60 mm - 6 mm, length 6 m | 2025-11-22 22:09:32 | 0 | btg | 0 | 0000 |  | General | 0 | 0 | Material | N | N | N | ""
11956 | 611240-0000 | Jack Hammer | Jack Hammer | 2021-10-24 11:04:03 | 0 | Unit | 2965834 | 0000 | IDR | General | 0 | 0 | Material | N | N | N | ""
10265 | 620007-0000 | Jaminan sewa mesin fotocopy IR 2525 s/n FRz 32683 | IR 2525 photocopier rental guarantee s/n FRz 32683 | 2016-07-26 16:55:13 | 0 | Ls | 0 | 0000 |  | General | 0 | 0 | Material | N | N | N | ""
9417 | 820057-0000 | Jamsostek | Social Security | 2014-08-29 10:33:53 | 0 | Ls | 26774760 | 0000 | IDR | General | 0 | 11684 | Material | N | N | N | ""
9245 | 611030-0000 | Jas Hujan (dengan Spot Light) | Raincoat (with Spot Light) | 2014-05-16 11:01:39 | 0 | Pcs | 130000 | 0000 | IDR | General | 0 | 11558 | Material | N | N | N | ""
9743 | 323074-0000 | Jasa 150 kV 3 Phase Disconnecting Switch motor operated, 31.5 kA 2000 A without Earthing switch, complete with clamps and supporting structure for Bus Coupler bay | Services 150 kV 3 Phase Disconnecting Switch motor operated, 31.5 kA 2000 A without Earthing switch, complete with clamps and supporting structure for Bus Coupler bay | 2016-02-10 11:06:59 | 0 | Set | 0 | 0000 | IDR | General | 0 | 12502 | Material | N | N | N | ""
9746 | 323077-0000 | Jasa 150 kV Current transformer for Bus-Coupler bay complete with clamps and supporting structure comprising, Core 1, 1000-2000/1 A, Class 5P20 Class 0.2 for over current protection, Earth fault protection, instrument. Core 2, 100 | 150 kV Current transformer services for Bus-Coupler bay complete with clamps and supporting structure consisting, Core 1, 1000-2000/1 A, Class 5P20 Class 0.2 for over current protection, Earth fault protection, instruments. Core 2, 100 | 2016-02-10 11:09:02 | 0 | Unit | 0 | 0000 | IDR | General | 0 | 12502 | Material | N | N | N | ""
9745 | 323076-0000 | Jasa 150 kV Current Transformer for Bus-Coupler Bay complete with clamps and supporting structure comprising, Core 1, 1000-2000/1 A, Class X for Main Busbar Protection | 150 kV Current Transformer for Bus-Coupler Bay services complete with clamps and supporting structure consisting, Core 1, 1000-2000/1 A, Class X for Main Busbar Protection | 2016-02-10 11:08:41 | 0 | Unit | 0 | 0000 | IDR | General | 0 | 12502 | Material | N | N | N | ""
9757 | 323088-0000 | Jasa 150/70kV, 60 MVA 3-Phase Pawer Transformer include Remote Control Panel (RCP) complete with accessories and supporting structure for mounting 150 kV and 70 kV NCT | 150/70kV, 60 MVA 3-Phase Pawer Transformer services include Remote Control Panel (RCP) complete with accessories and supporting structure for mounting 150 kV and 70 kV NCT | 2016-02-10 11:12:30 | 0 | Unit | 0 | 0000 | IDR | General | 0 | 12502 | Material | N | N | N | ""
8161 | 411018-0000 | Jasa BCTR-ROCK Galian batu masif miniman 110 cm panjang minimum 5 m di cor beton 123 tebal 30 cm dengan marking post | BCTR-ROCK services: Massive rock excavation with a minimum thickness of 110 cm and a minimum length of 5 m, cast in 123 cm thick concrete with marking posts | 2013-07-10 12:19:30 | 0 | Mtr | 175278 | 0000 | IDR | General | 120000 | 9982 | Material | N | N | N | ""
10196 | 129140-0000 | Jasa bongkar, pindah, dan pasang kembali lantai tingkat Mezzanine | Mezzanine floor dismantling, moving and reinstallation services | 2016-05-25 14:21:28 | 0 | Ls | 600000 | 0000 | IDR | General | 0 | 0 | Material | N | N | N | ""
10187 | 129138-0000 | Jasa Bore Pile | Bore Pile Services | 2016-10-27 14:53:18 | 0 | Mtr | 170000 | 0000 | IDR | General | 0 | 13019 | Material | N | N | N | ""
11130 | 129350-0000 | Jasa borepile (tanpa pembesian dan pengecoran | Borepile services (without reinforcement and casting) | 2018-06-07 15:01:59 | 0 | Mtr | 60000 | 0000 | IDR | General | 0 | 0 | Material | N | N | N | ""
11197 | 129353-0000 | jasa borepile dia. 40cm (boring, rebar, cor) | borepile services dia. 40cm (boring, rebar, casting) | 2018-11-14 17:30:23 | 0 | Mtr | 100000 | 0000 | IDR | General | 0 | 0 | Material | N | N | N | ""
10188 | 129139-0000 | Jasa Cor Pondasi Pad and Chimney T19 | T19 Pad and Chimney Foundation Casting Services | 2016-05-13 10:41:55 | 0 | M3 | 1000000 | 0000 | IDR | General | 0 | 0 | Material | N | N | N | ""
12033 | 111618-0000 | Jasa dan Supply Pagar/Pintu Harmonika termasuk Rangka | Accordion Fence/Door Services and Supply including Frames | 2022-01-27 13:49:31 | 0 | M2 | 0 | 0000 |  | General | 0 | 0 | Material | N | N | N | ""
8166 | 424014-0000 | Jasa DD-BM-1 Instalasi dengan Metode Boring mesin atau Manual 1 arah. | DD-BM-1 Installation Services using the 1-way Manual or Machine Boring Method. | 2013-07-10 13:51:51 | 0 | Mtr | 65000 | 0000 | IDR | General | 65000 | 9982 | Material | N | N | N | ""
11549 | 129391-0000 | Jasa Hammer Test | Hammer Test Services | 2019-11-20 16:14:05 | 0 | Site | 400000 | 0000 | IDR | General | 0 | 0 | Material | N | N | N | ""
11676 | 323207-0000 | Jasa Instalasi CCTV | CCTV Installation Services | 2020-10-02 11:12:37 | 0 | Pcs | 500000 | 0000 | IDR | General | 0 | 0 | Material | N | N | N | ""
12548 | 221061-0000 | Jasa Kalibrasi Compression Testing Machine | Compression Testing Machine Calibration Services | 2024-12-20 16:40:23 | 0 | Set | 5775000 | 0000 | IDR | General | 0 | 0 | Material | N | N | N | ""
11115 | 820100-0000 | Jasa Konsultan Desain Tower | Tower Design Consultant Services | 2018-05-18 16:52:08 | 0 | Set | 2400000 | 0000 | IDR | General | 0 | 0 | Material | N | N | N | ""
9749 | 323080-0000 | Jasa Marshalling kiosks for Bus Coupler bay | Marshalling kiosks for Bus Coupler bay services | 2016-02-10 10:59:27 | 0 | Set | 0 | 0000 | IDR | General | 0 | 12502 | Material | N | N | N | ""
9742 | 323073-0000 | Jasa Marshalling kiosks for IBT bay | Marshalling kiosks services for IBT bay | 2016-02-10 10:37:23 | 0 | Set | 0 | 0000 | IDR | General | 0 | 12502 | Material | N | N | N | ""
9078 | 221012-0000 | Jasa Operator | Operator Services | 2014-03-07 15:45:26 | 0 | Hr | 150000 | 0000 | IDR | General | 0 | 11793 | Material | N | N | N | ""
11312 | 820103-0000 | Jasa Operator Excavator | Excavator Operator Services | 2019-03-21 17:22:17 | 0 | Day | 225000 | 0000 | IDR | General | 0 | 0 | Material | N | N | N | ""
8329 | 424008-0000 | Jasa OS-SM-24 Splice/joint of single mod optical fiber, 24 core | OS-SM-24 Splice/joint of single mod optical fiber services, 24 cores | 2013-08-01 15:14:22 | 0 | ea | 750000 | 0000 | IDR | General | 750000 | 10101 | Material | N | N | N | ""
8176 | 424022-0000 | Jasa OS-SM-48 Splice/joint of single mode optical fiber, 48 core | OS-SM-48 Splice/joint of single mode optical fiber services, 48 ​​cores | 2013-07-10 14:20:59 | 0 | ea | 21500000 | 0000 | IDR | General | 21500000 | 9982 | Material | N | N | N | ""
11670 | 129393-0000 | Jasa Pasang Tiang Pancang | Pile Installation Services | 2020-09-29 21:15:34 | 0 | Mtr | 191473 | 0000 | IDR | General | 0 | 0 | Material | N | N | N | ""
11230 | 129354-0000 | Jasa pekerjaan sipil gedung kontrol | Civil engineering services for control buildings | 2018-12-13 18:28:01 | 0 | M2 | 451000 | 0000 | IDR | General | 0 | 0 | Material | N | N | N | ""
12700 | 129477-0000 | Jasa Pemancangan Tiang Pancang Beton Pracetak Prategang 40 x 40 cm | Precast Prestressed Concrete Pile Driving Services 40 x 40 cm | 2025-08-04 19:07:33 | 0 | Mtr | 0 | 0000 |  | General | 0 | 0 | Material | N | N | N | ""
12719 | 129481-0000 | Jasa Pemancangan Tiang Pancang Beton Pracetak Prategang ukr. 400 x 400 mm / Dia. 400 mm menggunakan Drop Hammer | Precast Prestressed Concrete Pile Driving Services, size 400 x 400 mm / Dia. 400 mm using Drop Hammer | 2025-09-15 12:46:42 | 0 | Mtr | 69444.44 | 0000 | IDR | General | 0 | 0 | Material | N | N | N | ""
10383 | 424164-0000 | Jasa pemasangan antenna panel Outdoor wall mounted & penarikan kable Optik | Outdoor wall mounted panel antenna installation services & optical cable pulling | 2016-10-14 14:52:35 | 0 | Ls | 0 | 0000 |  | General | 0 | 0 | Material | N | N | N | ""
12616 | 424176-0000 | Jasa Pemasangan Kabel FO 4 core | 4 core FO cable installation services | 2025-03-24 13:00:11 | 0 | Mtr | 13000 | 0000 | IDR | General | 0 | 0 | Material | N | N | N | ""
10173 | 424149-0000 | Jasa Pemasangan/Penarikan Kabel In Duct Fiber Optik Single Mode 24 core G 652 D (DC-OF-SM-24D) | Fiber Optic In Duct Cable Installation/Pulling Services Single Mode 24 core G 652 D (DC-OF-SM-24D) | 2016-04-21 11:48:37 | 0 | Mtr | 0 | 0000 |  | General | 0 | 0 | Material | N | N | N | ""
11969 | 129432-0000 | Jasa Pembuatan Bagan | Chart Making Services | 2021-11-04 21:25:24 | 0 | Ls | 6000000 | 0000 | IDR | General | 0 | 0 | Material | N | N | N | ""
11767 | 323209-0000 | Jasa Penarikan Tali Pancing / eret-eret dengan Drone | Fishing Line Pulling / Drone Pulling Services | 2021-02-10 10:01:18 | 0 | Km | 0 | 0000 |  | General | 0 | 0 | Material | N | N | N | ""
10172 | 424148-0000 | Jasa Pencarian Lokasi Kerusakan Kabel (Service Fault Locator) | Cable Fault Locator Service | 2016-04-15 14:46:56 | 0 | Ls | 0 | 0000 |  | General | 0 | 0 | Material | N | N | N | ""
11194 | 129352-0000 | jasa pengecoran ready mix | ready mix casting services | 2018-11-12 15:35:08 | 0 | M3 | 170000 | 0000 | IDR | General | 0 | 0 | Material | N | N | N | ""
12778 | 129484-0000 | Jasa Penggunaan Drop Hammer untuk Pelaksanaan PDA Test | Drop Hammer Usage Services for PDA Test Implementation | 2025-11-17 09:18:01 | 0 | Ttk | 2500000 | 0000 | IDR | General | 0 | 0 | Material | N | N | N | ""
12775 | 323245-0000 | Jasa Pengujian Tan Delta / Dissipation Factor untuk CT / CVT 150 kV | Tan Delta / Dissipation Factor Testing Services for 150 kV CT / CVT | 2025-11-11 09:02:37 | 0 | Pcs | 2150000 | 0000 | IDR | General | 0 | 0 | Material | N | N | N | ""
9319 | 323043-0000 | Jasa pengurusan SPJBTL, STO, dan SLO | SPJBTL, STO, and SLO administration services | 2014-06-11 14:50:22 | 0 | Ls | 0 | 0000 | IDR | General | 0 | 11683 | Material | N | N | N | ""
12006 | 611273-0000 | Jasa Penyimpanan Barang | Goods Storage Services | 2022-01-01 20:53:02 | 0 | Mth | 0 | 0000 |  | General | 0 | 0 | Material | N | N | N | ""
12032 | 129433-0000 | Jasa Screed lantai / pondasi | Floor/foundation screed services | 2022-01-27 12:46:41 | 0 | M2 | 0 | 0000 |  | General | 0 | 0 | Material | N | N | N | ""
12761 | 323242-0000 | Jasa Sertifikasi dan Penerbitan Rekomendasi Laik Bertegangan | Certification Services and Issuance of Voltage Eligibility Recommendations | 2025-10-31 05:37:58 | 0 | Ls | 39279400 | 0000 | IDR | General | 0 | 0 | Material | N | N | N | ""
12760 | 323241-0000 | Jasa Sertifikasi Penerbitan Rekomendasi Laik Bertengangan | Certification Services for Issuance of Recommendations for Territorial Eligibility | 2025-10-30 11:03:36 | 0 | Ls | 40000000 | 0000 | IDR | General | 0 | 0 | Material | N | N | N | ""
12111 | 313570-0000; 323210-0000 | Jasa Sertifikasi Penerbitan Sertifikat Layak Operasi | Certification Services for Issuance of Certificate of Operational Suitability | 2022-06-28 12:55:09 | 0 | lot | 0 | 0000 |  | General | 0 | 0 | Material | N | N | N | ""
12776 | 323246-0000 | Jasa Sewa CPC 100 termasuk Operator | CPC 100 Rental Services including Operator | 2025-11-13 13:47:19 | 0 | Day | 4000000 | 0000 | IDR | General | 0 | 0 | Material | N | N | N | ""
12617 | 424177-0000 | Jasa Splicing Kabel FO 4 core | 4 core FO cable splicing services | 2025-03-24 13:02:40 | 0 | Ttk | 250000 | 0000 | IDR | General | 0 | 0 | Material | N | N | N | ""
8566 | 129024-0000 | Jasa Tower Foundations Type BB4 Class 6 Piled | Tower Foundations Type BB4 Class 6 Piled Services | 2016-02-10 11:01:31 | 0 | Twr | 0 | 0000 | IDR | General | 0 | 11132 | Material | N | N | N | ""
12777 | 323247-0000 | Jasa Uji Kestabilan Proteksi Busbar 150 kV (Primary Injection Test Kondisi Padam) | 150 kV Busbar Protection Stability Testing Services (Primary Injection Test in Off Condition) | 2025-11-13 14:01:56 | 0 | bay | 10000000 | 0000 | IDR | General | 0 | 0 | Material | N | N | N | ""
10170 | 211098-0000 | J-Bolt M16 x 630 mm, 3 nut, 2 plate washer, 1 spring washer | J-Bolt M16 x 630 mm, 3 nuts, 2 plate washers, 1 spring washer | 2016-03-23 14:17:16 | 0 | Set | 25255 | 0000 | IDR | General | 0 | 0 | Material | N | N | N | ""
9873 | 211092-0000 | J-Bolt M24 x 500 mm, 3 nut, 2 plate washer, 1 spring washer | J-Bolt M24 x 500 mm, 3 nuts, 2 plate washers, 1 spring washer | 2015-04-17 07:22:54 | 0 | Set | 22820 | 0000 | IDR | General | 69561.38 | 0 | Material | N | N | N | ""
9872 | 211091-0000 | J-Bolt M24 x 630 mm, 3 nut, 2 plate washer, 1 spring washer | J-Bolt M24 x 630 mm, 3 nuts, 2 plate washers, 1 spring washer | 2015-04-17 07:21:16 | 0 | Set | 22770 | 0000 | IDR | General | 90285 | 0 | Material | N | N | N | ""
10169 | 211097-0000 | J-Bolt M30 x 770 mm, 3 nut, 2 plate washer, 1 spring washer | J-Bolt M30 x 770 mm, 3 nuts, 2 plate washers, 1 spring washer | 2016-03-23 14:14:36 | 0 | Set | 22825 | 0000 | IDR | General | 0 | 0 | Material | N | N | N | ""
11662 | 611177-0000 | Jebroach Projobber 24 mm | Jebroach Projobber 24 mm | 2020-09-27 19:14:58 | 0 | Pcs | 600000 | 0000 | IDR | General | 0 | 0 | Material | N | N | N | ""
11356 | 611131-0000 | Jebroach Projobber 26 mm | Jebroach Projobber 26 mm | 2019-04-18 10:31:11 | 0 | Pcs | 650000 | 0000 | IDR | General | 0 | 0 | Material | N | N | N | ""
9510 | 413104-0000 | Jembatan Kabel gantung dengan 1 pole concrete tinggi 9 meter, lebar kurang dari 40m | Suspension cable bridge with 1 concrete pole, 9 meters high, less than 40m wide | 2016-02-05 16:22:22 | 0 | Mtr | 180000 | 0000 | IDR | General | 0 | 12210 | Material | N | N | N | ""
11444 | 111526-0000 | Jendela type BV | BV type window | 2019-07-22 10:24:17 | 0 | Set | 0 | 0000 |  | General | 0 | 0 | Material | N | N | N | ""
11436 | 111518-0000 | Jendela type J1 | Window type J1 | 2019-07-22 10:18:55 | 0 | Set | 1100000 | 0000 | IDR | General | 0 | 0 | Material | N | N | N | ""
11437 | 111519-0000 | Jendela type J2 | Window type J2 | 2019-07-22 10:19:29 | 0 | Set | 950000 | 0000 | IDR | General | 0 | 0 | Material | N | N | N | ""
11438 | 111520-0000 | Jendela type J3 | Window type J3 | 2019-07-22 10:20:16 | 0 | Set | 250000 | 0000 | IDR | General | 0 | 0 | Material | N | N | N | ""
11439 | 111521-0000 | Jendela type J4 | Window type J4 | 2019-07-22 10:20:53 | 0 | Set | 2952000 | 0000 | IDR | General | 0 | 0 | Material | N | N | N | ""
11440 | 111522-0000 | Jendela type J5 | Window type J5 | 2019-07-22 10:21:33 | 0 | Set | 2100000 | 0000 | IDR | General | 0 | 0 | Material | N | N | N | ""
11441 | 111523-0000 | Jendela type J6 | Window type J6 | 2019-07-22 10:22:14 | 0 | Set | 1663000 | 0000 | IDR | General | 0 | 0 | Material | N | N | N | ""
11442 | 111524-0000 | Jendela type J7 | Window type J7 | 2019-07-22 10:22:56 | 0 | Set | 2702700 | 0000 | IDR | General | 0 | 0 | Material | N | N | N | ""
11443 | 111525-0000 | Jendela type J8 | Window type J8 | 2019-07-22 10:23:33 | 0 | Set | 0 | 0000 |  | General | 0 | 0 | Material | N | N | N | ""
11354 | 611129-0000 | Jetbroach Projobber 18mm | Jetbroach Projobber 18mm | 2019-04-18 10:29:06 | 0 | Pcs | 450000 | 0000 | IDR | General | 0 | 0 | Material | N | N | N | ""
11355 | 611130-0000 | Jetbroach Projobber 22mm | Jetbroach Projobber 22mm | 2019-04-18 10:30:08 | 0 | Pcs | 550000 | 0000 | IDR | General | 0 | 0 | Material | N | N | N | ""
11669 | 111564-0000 | Join Plat 8 mm | Join 8 mm Plate | 2020-09-29 21:02:04 | 0 | Set | 575000 | 0000 | IDR | General | 0 | 0 | Material | N | N | N | ""
4866 | 1003198 | Joint Box | Joint Box |  | 0 | Set | 4500000 | "" | IDR | "" | 4000000 | 0 | Material | N | Y | N | ""
12701 | 111696-0000 | Joint Plat 8 mm uk.40 x 40 | Joint Plate 8 mm size 40 x 40 | 2025-08-04 19:09:30 | 0 | Mtr | 0 | 0000 |  | General | 0 | 0 | Material | N | N | N | ""
12679 | 111690-0000 | Joint Plat T 5 mm for Square Pile 30 cm x 30 cm | Joint Plate T 5 mm for Square Pile 30 cm x 30 cm | 2025-07-08 17:30:45 | 0 | Pcs | 122397.26 | 0000 | IDR | General | 0 | 0 | Material | N | N | N | ""
12702 | 111697-0000 | Joint Plat T 8 mm for Square Pile 40 cm x 40 cm | Joint Plate T 8 mm for Square Pile 40 cm x 40 cm | 2025-08-04 19:11:54 | 0 | Pcs | 0 | 0000 |  | General | 0 | 0 | Material | N | N | N | ""
11069 | 323203-0000 | Joint Sealing & Joint Filler (4 mm) | Joint Sealing & Joint Filler (4 mm) | 2018-03-20 11:01:25 | 0 | Mtr | 0 | 0000 |  | General | 0 | 0 | Material | N | N | N | ""
11671 | 129394-0000 | Joint Welding Tiang Pancang | Joint Welding of Piles | 2020-09-29 21:17:50 | 0 | Set | 100000 | 0000 | IDR | General | 0 | 0 | Material | N | N | N | ""
8251 | 423018-0000 | Jointing from Inner TI outer MDF cables with Service | Jointing from Inner TI outer MDF cables with Service | 2013-07-26 13:26:07 | 0 | Core | 0 | 0000 | IDR | General | 0 | 9991 | Material | N | N | N | ""
9196 | 313054-0000 | Jointing Tray W150 | Jointing Tray W150 | 2014-04-25 11:05:04 | 0 | Pcs | 20000 | 0000 | IDR | General | 11000 | 11313 | Material | N | N | N | ""
9442 | 211056-0000 | Jointing Tray W300 | Jointing Tray W300 | 2014-09-02 10:26:25 | 0 | Pcs | 10332 | 0000 | IDR | General | 13000 | 11694 | Material | N | N | N | ""
11786 | 611183-0000 | Jumbo Bag | Jumbo Bag | 2021-06-10 13:23:48 | 0 | Pcs | 51000 | 0000 | IDR | General | 0 | 0 | Material | N | N | N | ""
10395 | 313244-0000 | Jumpart LAC dari Crossbar ke CB pakai TAL 850 sqmm | Jumppart LAC from Crossbar to CB using TAL 850 sqmm | 2016-11-14 10:57:02 | 0 | Pcs | 0 | 0000 |  | General | 0 | 0 | Material | N | N | N | ""
7326 | 410014-LEON; 410014-PACI | Jumper Coaxial Din(m) RA-Din(m), 3m | Coaxial Jumper Din(m) RA-Din(m), 3m |  | 0 | Pcs | 0 | Leoni |  |  | 0 | 0 |  | N | N | N
9136 | 413054-0000 | Jumper Coaxial Din(m) RA-Din(m), 5m | Coaxial Jumper Din(m) RA-Din(m), 5m | 2014-04-18 06:34:17 | 0 | Pcs | 27 | 0000 | USD | General | 27 | 11313 | Material | N | N | N | ""
9482 | 413094-0000 | Jumper Coaxial Din(m) RA-N(f), 5m | Coaxial jumper Din(m) RA-N(f), 5m | 2014-10-02 15:18:14 | 0 | Pcs | 35 | 0000 | USD | General | 35 | 11973 | Material | N | N | N | ""
7328 | 410015-0000 | Jumper Coaxial Din(m) RA-N(m), 5m | Coaxial jumper Din(m) RA-N(m), 5m |  | 0 | Pcs | 473690 | Gener | IDR |  | 33.4 | 0 |  | N | N | N
7329 | 410016-PACI | Jumper Coaxial Din(m)-Din(f), 3m | Coaxial Jumper Din(m)-Din(f), 3m |  | 0 | Pcs | 0 | Pacif |  |  | 0 | 0 |  | N | N | N
9143 | 413058-0000 | Jumper Coaxial Din(m)-Din(m), 1m | Coaxial Jumper Din(m)-Din(m), 1m | 2014-04-18 07:02:19 | 0 | Pcs | 15 | 0000 | USD | General | 15 | 11313 | Material | N | N | N | ""
7330 | 410017-ANDR | Jumper Coaxial Din(m)-Din(m), 3m | Coaxial Jumper Din(m)-Din(m), 3m |  | 0 | Pcs | 0 | Andre |  |  | 0 | 0 |  | N | N | N
7331 | 410018-LEON; 410018-PACI | Jumper Coaxial Din(m)-Din(m), 5m | Coaxial Jumper Din(m)-Din(m), 5m |  | 0 | Pcs | 0 | Leoni |  |  | 0 | 0 |  | N | N | N
7333 | 410019-0000; 410019-PACI | Jumper Coaxial Din(m)-N(f), 1m | Coaxial Jumper Din(m)-N(f), 1m |  | 0 | Pcs | 203040 | Gener | IDR |  | 12.2 | 0 |  | N | N | N
7335 | 410020-LEON | Jumper Coaxial Din(m)-N(f), 3m | Coaxial Jumper Din(m)-N(f), 3m |  | 0 | Pcs | 0 | Leoni |  |  | 0 | 0 |  | N | N | N
7336 | 410021-0000 | Jumper Coaxial Din(m)-N(f), 5m | Coaxial Jumper Din(m)-N(f), 5m |  | 0 | Pcs | 35 | Gener | USD |  | 35 | 0 |  | N | N | N
7338 | 410022-0000; 410022-PACI | Jumper Coaxial Din(m)-N(m), 1m | Coaxial Jumper Din(m)-N(m), 1m | 2016-10-28 14:03:24 | 0 | Pcs | 0 | Gener |  |  | 225000 | 13019 |  | N | N | N
9801 | 413127-0000 | Jumper Coaxial Din(m)-N(m), 2m | Coaxial Jumper Din(m)-N(m), 2m | 2015-06-19 13:52:14 | 0 | Pcs | 216576 | 0000 | IDR | General | 24 | 13324 | Material | N | N | N | ""
7340 | 410023-0000; 410023-PACI | Jumper Coaxial Din(m)-N(m), 3m | Coaxial Jumper Din(m)-N(m), 3m |  | 0 | Pcs | 26.8 | Gener | USD |  | 26.8 | 0 |  | N | N | N
7342 | 410024-LEON | Jumper Coaxial Din(m)-N(m), 5m | Coaxial Jumper Din(m)-N(m), 5m |  | 0 | Pcs | 30 | Leoni | USD |  | 30 | 0 |  | N | N | N
9484 | 413096-0000 | Jumper Coaxial Din(m)RA-N(f), 3m | Coaxial jumper Din(m)RA-N(f), 3m | 2014-10-06 14:43:25 | 0 | Pcs | 35 | 0000 | USD | General | 35 | 12020 | Material | N | N | N | ""
9830 | 410062-LEON | Jumper Coaxial N (m) - N (m) 1 m | Coaxial Jumper N (m) - N (m) 1 m | 2015-06-03 14:06:49 | 0 | Pcs | 160000 | LEON | IDR | LEONI | 12 | 13217 | Material | N | N | N | ""
7343 | 410025-LEON; 410025-RSBG; 410025-ANDR | Jumper Coaxial N(m)-N(f), 0.3m | Coaxial Jumper N(m)-N(f), 0.3m |  | 0 | Pcs | 0 | Leoni |  |  | 0 | 0 |  | N | N | N
7346 | 410026-LEON | Jumper Coaxial N(m)-N(f), 1m | Coaxial Jumper N(m)-N(f), 1m |  | 0 | Pcs | 110000 | Leoni | IDR |  | 12 | 0 |  | N | N | N
7347 | 410027-0000 | Jumper Coaxial N(m)-N(f), 2m | Coaxial Jumper N(m)-N(f), 2m |  | 0 | Pcs | 0 | Gener |  |  | 0 | 0 |  | N | N | N
10015 | 410072-PACI | Jumper Coaxial N(m)-N(f), 3m | Coaxial Jumper N(m)-N(f), 3m | 2015-10-08 09:18:51 | 0 | Pcs | 0 | PACI |  | PACIFIC WAVE | 0 | 0 | Material | N | N | N | ""
9483 | 413095-0000 | Jumper Coaxial N(m)-N(f), 5m | Coaxial Jumper N(m)-N(f), 5m | 2014-10-06 14:40:07 | 0 | Pcs | 0 | 0000 | USD | General | 28.2 | 12020 | Material | N | N | N | ""
7348 | 410028-LEON; 410028-PACI | Jumper Coaxial N(m)-N(m), 0.3m | Coaxial Jumper N(m)-N(m), 0.3m | 2015-06-01 15:00:38 | 0 | Pcs | 134273.7 | Leoni | IDR |  | 10 | 13147 |  | N | N | N
9089 | 413051-0000 | Jumper Coaxial N(m)-N(m), 1m | Coaxial Jumper N(m)-N(m), 1m | 2014-03-14 16:04:46 | 0 | Pcs | 174728 | 0000 | IDR | General | 12 | 11633 | Material | N | N | N | ""
7350 | 410029-RSBG; 410029-PACI | Jumper Coaxial N(m)-N(m), 2m | Coaxial Jumper N(m)-N(m), 2m |  | 0 | Pcs | 0 | Rosen |  |  | 0 | 0 |  | N | N | N
7352 | 410030-PACI | Jumper Coaxial N(m)-N(m), 3m | Coaxial Jumper N(m)-N(m), 3m |  | 0 | Pcs | 18 | Pacif | USD |  | 18 | 0 |  | N | N | N
7353 | 410031-RSBG; 410031-LEON; 410031-PACI | Jumper Coaxial N(m)-N(m), 5m | Coaxial Jumper N(m)-N(m), 5m |  | 0 | Pcs | 0 | Rosen |  |  | 0 | 0 |  | N | N | N
9465 | 413091-0000 | Jumper Coaxial Superflexible N(m)-N(m) , RA 1m | Superflexible Coaxial Jumper N(m)-N(m), RA 1m | 2014-09-05 09:36:19 | 0 | Pcs | 0 | 0000 | IDR | General | 0 | 11694 | Material | N | N | N | ""
8812 | 313043-0000 | Jumper Insulator String Set 120 kN (Post Type) | Jumper Insulator String Set 120 kN (Post Type) | 2013-12-16 17:01:31 | 0 | Set | 0 | 0000 | IDR | General | 0 | 11916 | Material | N | N | N | ""
8555 | 313031-0000 | Jumper Single Suspension 120 kN, l xACSR 240/40, 16mm Couple | Jumper Single Suspension 120 kN, l xACSR 240/40, 16mm Couple | 2014-08-07 19:10:11 | 0 | Set | 753990 | 0000 | IDR | General | 54.61 | 11132 | Material | N | N | N | ""
12324 | 313604-0000 | Jumper Single Suspension String Set 120 kN For Conductor 1 x ACSR 250mm2 | Jumper Single Suspension String Set 120 kN For Conductor 1 x ACSR 250mm2 | 2024-04-27 09:57:15 | 0 | Set | 988103 | 0000 | IDR | General | 0 | 0 | Material | N | N | N | ""
11829 | 211338-0000 | Jumper Single Suspension Stringset for Conductor 2xTACSR 410 | Jumper Single Suspension Stringset for Conductor 2xTACSR 410 | 2021-09-01 08:23:42 | 0 | Set | 1451000 | 0000 | IDR | General | 0 | 0 | Material | N | N | N | ""
11588 | 211279-0000 | Jumper Spacer (Rigid Type) 400 Crs for conductor range 14.1-42.0 mm | Jumper Spacer (Rigid Type) 400 Crs for conductor range 14.1-42.0 mm | 2020-03-03 10:45:03 | 0 | Set | 0 | 0000 |  | General | 0 | 0 | Material | N | N | N | ""
11523 | 313492-0000 | Jumper sub assy | Jumper sub assy | 2019-09-23 21:04:05 | 0 | Pcs | 293225 | 0000 | IDR | General | 0 | 0 | Material | N | N | N | ""
10906 | 211128-0000 | Junction Box | Junction Box | 2017-08-04 17:28:02 | 0 | Pcs | 450000 | 0000 | IDR | General | 0 | 0 | Material | N | N | N | ""
11546 | 313500-0000 | kabel BC 120mm | BC 120mm cable | 2019-11-15 17:21:47 | 0 | Mtr | 110000 | 0000 | IDR | General | 0 | 0 | Material | N | N | N | ""
11303 | 313450-0000 | Kabel BC 150 mm2 | BC cable 150 mm2 | 2019-02-26 14:58:59 | 0 | Mtr | 236210 | 0000 | IDR | General | 0 | 0 | Material | N | N | N | ""
11675 | 313529-0000 | Kabel Coaxial RG 6/P | RG 6/P Coaxial Cable | 2020-10-02 11:12:07 | 0 | Pcs | 1134000 | 0000 | IDR | General | 0 | 0 | Material | N | N | N | ""
12047 | 313547-0000 | Kabel Cu/PVC/SFWA/PVC 2C-2.5 mm | Cu/PVC/SFWA/PVC 2C-2.5 mm cable | 2022-01-27 14:57:22 | 0 | Mtr | 15000 | 0000 | IDR | General | 0 | 0 | Material | N | N | N | ""
12048 | 313548-0000 | Kabel Cu/PVC/SFWA/PVC 3C-2.5 mm | Cu/PVC/SFWA/PVC 3C-2.5 mm cable | 2022-01-27 14:58:40 | 0 | Mtr | 0 | 0000 |  | General | 0 | 0 | Material | N | N | N | ""
11366 | 313472-0000 | Kabel eterna Nym 2x2.5 | Nym 2x2.5 eterna cable | 2019-04-18 10:50:43 | 0 | Mtr | 16582.7 | 0000 | IDR | General | 0 | 0 | Material | N | N | N | ""
11196 | 313445-0000 | kabel feeder 7/8 | 7/8 feeder cable | 2018-11-13 10:42:22 | 0 | Mtr | 0 | 0000 |  | General | 0 | 0 | Material | N | N | N | ""
12599 | 413215-0000 | Kabel Fiber Optic 4 Core Fig-8 G652D | Fiber Optic Cable 4 Core Fig-8 G652D | 2025-02-25 16:29:20 | 0 | Mtr | 1632.88 | 0000 | IDR | General | 0 | 0 | Material | N | N | N | ""
9092 | 313049-0000 | Kabel grounding AAAC 50 mm | AAAC 50 mm grounding cable | 2014-03-14 16:10:57 | 0 | Mtr | 10000 | 0000 | IDR | General | 12000 | 11633 | Material | N | N | N | ""
10938 | 313350-0000 | Kabel Grounding AAACS 50 mm | AAACS 50 mm Grounding Cable | 2017-10-20 18:42:52 | 0 | Mtr | 13600 | 0000 | IDR | General | 17500 | 13505 | Material | N | N | N | ""
11363 | 211251-0000 | Kabel Las diameter 70mm Merek Superflex | Superflex brand 70mm diameter welding cable | 2019-04-18 10:47:42 | 0 | Mtr | 63000 | 0000 | IDR | General | 0 | 0 | Material | N | N | N | ""
12043 | 313543-0000 | Kabel N2XFGbY 4C-35mm | N2XFGbY 4C-35mm Cable | 2022-01-27 14:49:48 | 0 | Mtr | 545000 | 0000 | IDR | General | 0 | 0 | Material | N | N | N | ""
12044 | 313544-0000 | Kabel N2XFGbY 4C-120 mm | N2XFGbY 4C-120 mm cable | 2022-01-27 14:51:36 | 0 | Mtr | 847850 | 0000 | IDR | General | 0 | 0 | Material | N | N | N | ""
12045 | 313545-0000 | Kabel N2XFGbY 4C-150mm | N2XFGbY 4C-150mm Cable | 2022-01-27 14:53:19 | 0 | Mtr | 1162200 | 0000 | IDR | General | 0 | 0 | Material | N | N | N | ""
12042 | 313542-0000 | Kabel N2XFGbY 4C-25 mm | N2XFGbY 4C-25 mm cable | 2022-01-27 14:48:05 | 0 | Mtr | 410000 | 0000 | IDR | General | 0 | 0 | Material | N | N | N | ""
12041 | 313541-0000 | Kabel NA2xSEFGbY 3C-25 mm | NA2xSEFGbY 3C-25 mm cable | 2022-01-27 14:44:37 | 0 | Mtr | 144100 | 0000 | IDR | General | 0 | 0 | Material | N | N | N | ""
9227 | 313065-0000 | Kabel NYA 6 x 4 mm | NYA 6 x 4 mm cable | 2014-05-12 11:21:21 | 0 | Mtr | 25000 | 0000 | IDR | General | 0 | 0 | Material | N | N | N | ""
12739 | 313773-0000 | Kabel NYAF black 4 mm2 | NYAF black 4 mm2 cable | 2025-10-09 21:45:24 | 0 | Mtr | 8866.79 | 0000 | IDR | General | 0 | 0 | Material | N | N | N | ""
12738 | 313772-0000 | Kabel NYAF Blue 4 mm2 | NYAF Blue 4 mm2 cable | 2025-10-09 21:44:37 | 0 | Mtr | 8866.79 | 0000 | IDR | General | 0 | 0 | Material | N | N | N | ""
12740 | 313774-0000 | Kabel NYAF Grey 1,5 mm | NYAF Grey 1.5 mm Cable | 2025-10-09 21:46:34 | 0 | Mtr | 0 | 0000 |  | General | 0 | 0 | Material | N | N | N | ""
12741 | 313775-0000 | Kabel NYAF Grey 1,5 mm2 | NYAF Grey 1.5 mm2 Cable | 2025-10-09 21:48:32 | 0 | Mtr | 3370.85 | 0000 | IDR | General | 0 | 0 | Material | N | N | N | ""
12736 | 313770-0000 | Kabel NYAF Red 4 mm2 | NYAF Red 4 mm2 Cable | 2025-10-09 21:42:33 | 0 | Mtr | 8866.79 | 0000 | IDR | General | 0 | 0 | Material | N | N | N | ""
12737 | 313771-0000 | Kabel NYAF Yellow 4 mm2 | NYAF Yellow 4 mm2 Cable | 2025-10-09 21:43:39 | 0 | Mtr | 8866.79 | 0000 | IDR | General | 0 | 0 | Material | N | N | N | ""
11193 | 313444-0000 | Kabel NYCY 4x6 | NYCY 4x6 Cable | 2018-11-06 13:39:47 | 0 | Mtr | 83680 | 0000 | IDR | General | 0 | 0 | Material | N | N | N | ""
12046 | 313546-0000 | Kabel NYFGbY 4C-4 mm | NYFGbY 4C-4 mm cable | 2022-01-27 14:55:08 | 0 | Mtr | 54600 | 0000 | IDR | General | 0 | 0 | Material | N | N | N | ""
11742 | 313534-0000 | Kabel NYM 3 x 1.5 mm | NYM 3 x 1.5 mm cable | 2021-01-25 15:22:20 | 0 | Mtr | 10200 | 0000 | IDR | General | 0 | 0 | Material | N | N | N | ""
11192 | 313443-0000 | kabel NYSY 2x4 mm2 | NYSY 2x4 mm2 cable | 2018-10-29 11:23:45 | 0 | Mtr | 24266 | 0000 | IDR | General | 0 | 0 | Material | N | N | N | ""
9231 | 313069-0000 | Kabel NYY 10 x 4 mm | NYY 10 x 4 mm cable | 2014-05-12 11:30:27 | 0 | Mtr | 0 | 0000 | IDR | General | 0 | 0 | Material | N | N | N | ""
9232 | 313070-0000 | Kabel NYY 4 x 4 mm | NYY 4 x 4 mm cable | 2014-05-12 11:31:08 | 0 | Mtr | 40000 | 0000 | IDR | General | 0 | 0 | Material | N | N | N | ""
12236 | 611311-0000 | Kabel NYYHY 3X2.5mm | NYYHY 3X2.5mm Cable | 2023-04-05 16:35:45 | 0 | Mtr | 19054.73 | 0000 | IDR | General | 0 | 0 | Material | N | N | N | ""
11606 | 211293-0000 | Kabel Power Extension 12 M | 12 M Power Extension Cable | 2020-04-07 18:18:45 | 0 | Pcs | 152000 | 0000 | IDR | General | 0 | 0 | Material | N | N | N | ""
11607 | 211294-0000 | Kabel Power Extension 6 M | 6M Power Extension Cable | 2020-04-07 18:19:48 | 0 | Pcs | 169800 | 0000 | IDR | General | 0 | 0 | Material | N | N | N | ""
11071 | 313410-0000 | kabel roll panjang 50m | 50m long roll cable | 2018-03-20 14:23:22 | 0 | Mtr | 11000 | 0000 | IDR | General | 0 | 0 | Material | N | N | N | ""
8257 | 111019-0000 | Kabel Sling Diameter 10 mm | 10 mm Diameter Sling Cable | 2015-06-19 14:09:10 | 0 | Mtr | 11728 | 0000 | IDR | General | 0 | 13324 | Material | N | N | N | ""
8520 | 111038-0000 | Kabel Sling Diameter 12 mm | 12 mm Diameter Sling Cable | 2013-09-30 16:56:48 | 0 | Mtr | 20216.22 | 0000 | IDR | General | 17500 | 11132 | Material | N | N | N | ""
10613 | 210002-LKL0 | Kabel Sling Diameter 14 mm | 14 mm Diameter Sling Cable | 2017-05-10 09:57:44 | 0 | Mtr | 20573 | LKL0 | IDR | Lokal | 0 | 0 | Material | N | N | N | ""
10612 | 210001-LKL0 | Kabel Sling Diameter 16 mm | 16 mm Diameter Sling Cable | 2017-05-08 09:36:11 | 0 | Mtr | 26800 | LKL0 | IDR | Lokal | 0 | 0 | Material | N | N | N | ""
10101 | 413158-0000 | Kabel Sling Diameter 9 mm | 9 mm Diameter Sling Cable | 2015-12-21 14:44:34 | 0 | Mtr | 0 | 0000 |  | General | 0 | 0 | Material | N | N | N | ""
8255 | 411024-0000 | Kabel Tel.Tembaga Jelly Filled, Solid PE Insulated 100 Pair, 0.6 mm | Tel.Tempang Jelly Filled Cable, Solid PE Insulated 100 Pair, 0.6 mm | 2013-07-28 10:20:56 | 0 | Mtr | 0 | 0000 | IDR | General | 0 | 9991 | Material | N | N | N | ""
10138 | 111354-0000 | Kabinet ODC (Outdoor) 144 core dengan space untuk spliter modular termasuk material adaptor SC, pigtail, pondasi berlapis keramik, lantai kerja keramik, patok pengaman (5 buah), berikut pelabelan | 144 core ODC (Outdoor) cabinet with space for modular splitter including SC adapter material, pigtail, ceramic coated foundation, ceramic work floor, safety stakes (5 pieces), and labeling | 2016-06-16 15:42:25 | 0 | Pcs | 11054000 | 0000 | IDR | General | 11054000 | 13322 | Material | N | N | N | ""
10757 | 620016-0000 | Kaca Mata | Glasses | 2017-08-03 19:16:19 | 0 | Pcs | 54000 | 0000 | IDR | General | 0 | 0 | Material | N | N | N | ""
11384 | 810085-0000 | kacamata las | welding glasses | 2019-05-03 09:50:28 | 0 | Pcs | 54000 | 0000 | IDR | General | 0 | 0 | Material | N | N | N | ""
11558 | 810098-0000 | kain mitela | mitela cloth | 2019-11-26 15:10:09 | 0 | Lbr | 6500 | 0000 | IDR | General | 0 | 0 | Material | N | N | N | ""
11214 | 424173-0000 | Kalibrasi alat site master | Site master tool calibration | 2018-12-04 16:39:43 | 0 | Unit | 2660000 | 0000 | IDR | General | 0 | 0 | Material | N | N | N | ""
10025 | 620002-0000 | Kalibrasi theodolite | Theodolite calibration | 2015-10-09 16:29:21 | 0 | Set | 1700000 | 0000 | IDR | General | 0 | 0 | Material | N | N | N | ""
10789 | 129269-0000 | Kanstin beton K-175 ukuran 40x20x10 untuk switchyard | K-175 concrete curb size 40x20x10 for switchyard | 2017-08-03 19:51:53 | 0 | M2 | 0 | 0000 |  | General | 0 | 0 | Material | N | N | N | ""
10790 | 129270-0000 | Kanstin beton K-175 ukuran 60x30x20x16 untuk jalan | K-175 concrete curb size 60x30x20x16 for roads | 2017-08-03 19:52:44 | 0 | M2 | 379642 | 0000 | IDR | General | 0 | 0 | Material | N | N | N | ""
11564 | 810102-0000 | kantong plastik bersih | clean plastic bags | 2019-11-26 15:17:02 | 0 | Bks | 0 | 0000 |  | General | 0 | 0 | Material | N | N | N | ""
9925 | 111346-0000 | Kantor Lapangan (direksi keet 4X6M) & Gudang | Field Office (director's keet 4X6M) & Warehouse | 2015-06-19 15:20:52 | 0 | Ls | 16640000 | 0000 | IDR | General | 0 | 0 | Material | N | N | N | ""
12177 | 810117-0000 | Kaos Lengan Panjang | Long-sleeved T-shirt | 2022-11-05 14:40:10 | 0 | Pcs | 70000 | 0000 | IDR | General | 0 | 0 | Material | N | N | N | ""
11557 | 810097-0000 | kapas 25 gram | 25 grams of cotton | 2019-11-26 15:09:01 | 0 | Bks | 2000 | 0000 | IDR | General | 0 | 0 | Material | N | N | N | ""
9823 | 611041-0000 | Kartu Perdana | Starter pack for prepaid SIM card | 2015-02-24 16:24:59 | 0 | Pcs | 0 | 0000 | IDR | General | 0 | 12638 | Material | N | N | N | ""
11821 | 111608-0000 | Karung Plastik 50 Kg | 50 kg plastic sack | 2021-08-06 15:19:30 | 0 | Pcs | 1250 | 0000 | IDR | General | 0 | 0 | Material | N | N | N | ""
11552 | 810092-0000 | kasa steril | sterile gauze | 2019-11-26 15:02:46 | 0 | Pcs | 6000 | 0000 | IDR | General | 0 | 0 | Material | N | N | N | ""
11682 | 111567-0000 | Kaso Baja Ring 0.75 x 6 m | Ring Steel Frame 0.75 x 6 m | 2020-10-06 21:39:27 | 0 | btg | 150000 | 0000 | IDR | General | 0 | 0 | Material | N | N | N | ""
11347 | 620027-0000 | Kasur Busa 65x192x2 cm | Foam Mattress 65x192x2 cm | 2019-04-04 12:20:07 | 0 | Pcs | 175000 | 0000 | IDR | General | 0 | 0 | Material | N | N | N | ""
11022 | 810042-0000 | Kasur Busa 90 x 200 | 90 x 200 Foam Mattress | 2017-10-31 15:19:15 | 0 | Pcs | 580000 | 0000 | IDR | General | 0 | 0 | Material | Y | N | N | ""
8274 | 121017-0000; 1001218 | Kawat Bendrat | Bendrat Wire | 2013-07-30 11:23:27 | 0 | Kg | 14445 | 0000 | IDR | General | 16000 | 10101 | Material | N | N | N | ""
8287 | 111022-0000 | Kawat Duri | Barbed wire | 2013-08-01 10:00:56 | 0 | Mtr | 2876 | 0000 | IDR | General | 0 | 10101 | Material | N | N | N | ""
10995 | 111470-0000 | Kawat duri | Barbed wire | 2017-09-27 16:20:20 | 0 | Rol | 150000 | 0000 | IDR | General | 0 | 0 | Material | N | N | N | ""
11692 | 211316-0000 | Kawat Galvanis 1 mm | 1 mm Galvanized Wire | 2020-11-02 19:19:16 | 0 | Mtr | 1250 | 0000 | IDR | General | 0 | 0 | Material | N | N | N | ""
12251 | 111657-0000 | Kawat Galvanis 2 mm | 2 mm Galvanized Wire | 2023-05-17 18:50:32 | 0 | Kg | 11994 | 0000 | IDR | General | 0 | 0 | Material | N | N | N | ""
12106 | 111634-0000 | Kawat Harmonika Galvanis 2 mm (5 cm x 5 cm) | Galvanized Harmonica Wire 2 mm (5 cm x 5 cm) | 2022-06-27 19:38:15 | 0 | M2 | 33000 | 0000 | IDR | General | 0 | 0 | Material | N | N | N | ""
11242 | 211193-0000 | kawat las | welding wire | 2019-01-18 15:59:44 | 0 | Box | 240000 | 0000 | IDR | General | 0 | 0 | Material | N | N | N | ""
11359 | 211250-0000 | Kawat Las RB26 | RB26 Welding Wire | 2019-04-18 10:41:35 | 0 | Pcs | 170000 | 0000 | IDR | General | 0 | 0 | Material | N | N | N | ""
11469 | 111530-0000 | kayu 2x2 | 2x2 wood | 2019-08-21 20:56:08 | 0 | ikat | 170000 | 0000 | IDR | General | 0 | 0 | Material | N | N | N | ""
8210 | 111011-0000 | kayu 2x3x4 m | 2x3x4 m wood | 2013-07-17 18:49:16 | 0 | M3 | 3500 | 0000 | IDR | General | 75000 | 9982 | Material | N | N | N | ""
8352 | 111033-0000 | Kayu Kaso 1x2 4m | 1x2 4m Wooden Rafters | 2013-08-06 10:43:40 | 0 | btg | 170000 | 0000 | IDR | General | 28000 | 10270 | Material | N | N | N | ""
8353 | 111034-0000 | Kayu Kaso 2x3 4m | 2x3 4m Wooden Rafters | 2013-08-06 10:45:58 | 0 | btg | 35000 | 0000 | IDR | General | 48000 | 10270 | Material | N | N | N | ""
10699 | 111449-0000 | Kayu Kaso 4/6 | 4/6 rafter wood | 2017-08-02 10:14:10 | 0 | M3 | 2300000 | 0000 | IDR | General | 0 | 0 | Material | N | N | N | ""
9116 | 111282-0000 | Kayu Kaso 4/6 x 4 mtr | 4/6 x 4 mtr wooden rafters | 2014-03-14 16:39:41 | 0 | btg | 17000 | 0000 | IDR | General | 75000 | 11633 | Material | N | N | N | ""
8127 | 111007-0000 | Kayu Kaso 5/7 (Alba) | 5/7 rafter wood (Alba) | 2016-02-02 09:59:19 | 0 | M3 | 2300000 | 0000 | IDR |  | 0 | 13883 |  | N | N | N
8216 | 111014-0000 | Kayu Reng 2x3 | 2x3 battens | 2013-07-18 11:42:24 | 0 | Pcs | 3500 | 0000 | IDR | General | 45000 | 9982 | Material | N | N | N | ""
10443 | 820096-0000 | Kebersihan Lingkungan | Environmental Hygiene | 2016-12-06 14:38:50 | 0 | Ls | 4600000 | 0000 | IDR | General | 0 | 0 | Material | N | N | N | ""
9164 | 820031-0000; 820039-0000; 820047-0000 | Kend. Operasional | Operational Vehicle | 2014-04-22 14:40:08 | 0 | Yr | 0 | 0000 | IDR | General | 0 | 11313 | Material | N | N | N | ""
9166 | 820033-0000; 820041-0000; 820049-0000 | Kendaraan Pick Up | Pick Up Vehicle | 2014-04-22 14:41:39 | 0 | Yr | 0 | 0000 | IDR | General | 0 | 11313 | Material | N | N | N | ""
4317 | 1002821 | Keramik 30x30cm | 30x30cm ceramic |  | 0 | box | 41942.34 | "" | IDR | "" | 44000 | 0 | Material | N | Y | N | ""
11413 | 111502-0000; 111503-0000 | Keramik Lantai/Ubin, Ukuran 40 x 40 cm | Floor Ceramic/Tile, Size 40 x 40 cm | 2019-07-18 15:13:12 | 0 | Box | 90000 | 0000 | IDR | General | 0 | 0 | Material | N | N | N | ""
11473 | 111533-0000 | Keramik Plint Ukuran 15 x 40 | Ceramic Plinth Size 15 x 40 | 2019-09-02 22:20:31 | 0 | Pcs | 15000 | 0000 | IDR | General | 0 | 0 | Material | N | N | N | ""
11418 | 111506-0000 | Keramik Tahan Asam, 40 x 40 cm | Acid Resistant Ceramic, 40 x 40 cm | 2019-07-22 09:34:56 | 0 | Box | 0 | 0000 |  | General | 0 | 0 | Material | N | N | N | ""
11419 | 211253-0000 | Keramik Tahan Asam, 60 x 60 cm | Acid Resistant Ceramic, 60 x 60 cm | 2019-07-22 09:35:47 | 0 | Box | 32500 | 0000 | IDR | General | 0 | 0 | Material | N | N | N | ""
11416 | 111504-0000 | Keramik/Ubin, 20 x 20 cm | Ceramic/Tile, 20 x 20 cm | 2019-07-22 09:32:29 | 0 | Box | 35668.47 | 0000 | IDR | General | 0 | 0 | Material | N | N | N | ""
11417 | 111505-0000 | Keramik/Ubin, 20 x 25 cm | Ceramic/Tile, 20 x 25 cm | 2019-07-22 09:33:10 | 0 | Box | 51500 | 0000 | IDR | General | 0 | 0 | Material | N | N | N | ""
12667 | 111689-0000 | Keramik/Ubin, 60 x 60 cm | Ceramic/Tile, 60 x 60 cm | 2025-06-24 11:37:43 | 0 | Box | 0 | 0000 |  | General | 0 | 0 | Material | N | N | N | ""
9807 | 413131-0000 | Kerangkeng besi untuk ODC | Iron cage for ODC | 2015-02-14 12:50:34 | 0 | Pcs | 4375000 | 0000 | IDR | General | 0 | 12502 | Material | N | N | N | ""
10148 | 413166-0000 | Kerangkeng ODC 144 | ODC 144 cage | 2016-02-08 23:06:57 | 0 | Pcs | 1575000 | 0000 | IDR | General | 0 | 0 | Material | N | N | N | ""
10147 | 413165-0000 | Kerangkeng ODC 288 | ODC 288 cage | 2016-02-08 23:06:07 | 0 | Pcs | 1710000 | 0000 | IDR | General | 0 | 0 | Material | N | N | N | ""
9701 | 111331-0000 | Kerbs (15x30x50cm) | Kerbs (15x30x50cm) | 2015-02-02 18:48:16 | 0 | Mtr | 145000 | 0000 | IDR | General | 0 | 12502 | Material | N | N | N | ""
8417 | 111205-0000 | Kerikil | Gravel | 2013-08-29 17:19:57 | 0 | M3 | 230000 | 0000 | IDR | General | 230000 | 10387 | Material | N | N | N | ""
11102 | 810052-0000 | Kertas A3 70 gram | A3 70 gram paper | 2018-05-09 16:06:50 | 0 | Rim | 82000 | 0000 | IDR | General | 0 | 0 | Material | N | N | N | ""
10009 | 810016-0000 | Kertas A3 80 gr | A3 80g paper | 2015-10-06 17:46:30 | 0 | Ls | 82000 | 0000 | IDR | General | 0 | 0 | Material | N | N | N | ""
11099 | 810049-0000 | kertas A4 70 gram | 70 gram A4 paper | 2018-04-25 13:48:19 | 0 | Rim | 33500 | 0000 | IDR | General | 0 | 0 | Material | N | N | N | ""
10008 | 810015-0000 | Kertas A4 80 gr | A4 80g paper | 2015-10-06 17:45:26 | 0 | Ls | 24750 | 0000 | IDR | General | 0 | 0 | Material | N | N | N | ""
10562 | 810037-0000 | Kertas Packing AO warna coklat | Brown AO Packing Paper | 2017-03-27 16:30:35 | 0 | Lbr | 0 | 0000 |  | General | 0 | 0 | Material | N | N | N | ""
10277 | 611092-0000 | Kertas Pembatas A4 ( Biru ) | A4 Bound Paper (Blue) | 2016-08-05 14:10:50 | 0 | Rim | 40500 | 0000 | IDR | General | 0 | 0 | Material | N | N | N | ""
10275 | 611090-0000 | Kertas Pembatas A4 ( Hijau ) | A4 Bound Paper (Green) | 2016-08-05 14:09:27 | 0 | Rim | 40500 | 0000 | IDR | General | 0 | 0 | Material | N | N | N | ""
10276 | 611091-0000 | Kertas Pembatas A4 ( Kuning ) | A4 Bound Paper (Yellow) | 2016-08-05 14:10:08 | 0 | Rim | 40500 | 0000 | IDR | General | 0 | 0 | Material | N | N | N | ""
10274 | 611089-0000 | Kertas Pembatas A4 ( Pink ) | A4 Border Paper (Pink) | 2016-08-05 14:08:16 | 0 | Rim | 40500 | 0000 | IDR | General | 0 | 0 | Material | N | N | N | ""
11029 | 720042-0000 | Kirim mobil surabaya - jakarta | Send a car from Surabaya to Jakarta | 2017-11-21 14:10:15 | 0 | Ls | 0 | 0000 |  | General | 0 | 0 | Material | N | N | N | ""
11854 | 611200-0000 | Klam Selang 4 Inch | 4 Inch Hose Clamp | 2021-09-19 10:19:48 | 0 | Unit | 30000 | 0000 | IDR | General | 0 | 14500 | Material | N | N | N | ""
11853 | 611199-0000 | Klamp Selang 6 Inch | 6 Inch Hose Clamp | 2021-09-19 10:17:44 | 0 | Unit | 46550 | 0000 | IDR | General | 0 | 14500 | Material | N | N | N | ""
9290 | 413065-0000 | Klem Tambat | Mooring Clamp | 2014-06-05 11:16:07 | 0 | Pcs | 10000 | 0000 | IDR | General | 0 | 11513 | Material | N | N | N | ""
11747 | 111587-0000 | Knee L PVC 3 inch | Knee L PVC 3 inch | 2021-01-26 10:46:33 | 0 | Pcs | 10000 | 0000 | IDR | General | 0 | 0 | Material | N | N | N | ""
11185 | 313437-0000 | Konduktor A2C Lupine 1267 | A2C Lupine 1267 Conductor | 2018-10-23 13:43:40 | 0 | Mtr | 205580 | 0000 | IDR | General | 0 | 0 | Material | N | N | N | ""
11187 | 313439-0000 | Konduktor A3C 300 | A3C 300 Conductor | 2018-10-23 13:45:28 | 0 | Mtr | 56613 | 0000 | IDR | General | 0 | 0 | Material | N | N | N | ""
11186 | 313438-0000 | Konduktor A3C 630 | A3C 630 Conductor | 2018-10-23 13:44:23 | 0 | Mtr | 99638 | 0000 | IDR | General | 0 | 0 | Material | N | N | N | ""
10127 | 413164-0000 | Konektor RJ-45 | RJ-45 connector | 2016-07-01 13:53:20 | 0 | Pcs | 300000 | 0000 | IDR | General | 2953 | 13120 | Material | N | N | N | ""
12610 | 323232-0000 | Konfigurasi IED Main Protection | IED Main Protection Configuration | 2025-03-03 16:16:40 | 0 | Unit | 0 | 0000 |  | General | 0 | 0 | Material | N | N | N | ""
12609 | 313734-0000 | Konfigurasi Relay IED Main Protection | IED Main Protection Relay Configuration | 2025-03-03 16:15:12 | 0 | Unit | 2500000 | 0000 | IDR | General | 0 | 0 | Material | N | N | N | ""
9288 | 129100-0000 | Konsumsi | Consumption | 2014-06-03 09:40:09 | 0 | Ls | 16666.7 | 0000 | IDR | General | 2700000 | 11513 | Material | N | N | N | ""
10664 | 810041-0000 | Kop Surat logo IMD | IMD logo letterhead | 2017-07-06 15:19:10 | 0 | Rim | 0 | 0000 |  | General | 0 | 0 | Material | N | N | N | ""
10619 | 810038-0000 | Kop Surat QDC (3 colours) | QDC Letterhead (3 colors) | 2017-05-30 13:56:01 | 0 | Rim | 170000 | 0000 | IDR | General | 0 | 0 | Material | N | N | N | ""
11667 | 111562-0000 | Koral (dia 5 - 7 cm) | Coral (diameter 5 - 7 cm) | 2020-09-28 19:21:52 | 0 | Ton | 180000 | 0000 | IDR | General | 0 | 0 | Material | N | N | N | ""
10749 | 129244-0000 | Koral (dia 5 - 7 cm) di dalam underground drainage | Coral (dia 5 - 7 cm) in underground drainage | 2017-08-03 19:08:18 | 0 | M3 | 306000 | 0000 | IDR | General | 0 | 0 | Material | N | N | N | ""
3281 | 2000976; 1002324 | Kran Air | Water faucet |  | 0 | ea | 120000 | "" | IDR | "" | 0 | 0 | IT | N | Y | N
10647 | 611106-0000 | kuas 2.5 inch | 2.5 inch brush | 2017-06-16 14:30:45 | 0 | Pcs | 10000 | 0000 | IDR | General | 0 | 0 | Material | N | N | N | ""
8459 | 311011-0000 | Kuku Macan 12mm | Tiger Claw 12mm | 2013-09-16 14:29:11 | 0 | Pcs | 2520 | 0000 | IDR | General | 12000 | 11455 | Material | N | N | N | ""
11401 | 611148-0000 | kunci momen / torsi | torque wrench | 2019-07-10 11:08:23 | 0 | Set | 35000 | 0000 | IDR | General | 0 | 0 | Material | N | N | N | ""
10643 | 611104-0000 | Kunci Pas 24 inch | 24 inch Wrench | 2017-06-16 14:25:05 | 0 | Pcs | 75000 | 0000 | IDR | General | 0 | 0 | Material | N | N | N | ""
12016 | 211409-0000 | Kunci Pipa 24 Inch | 24 Inch Pipe Wrench | 2022-01-09 12:15:17 | 0 | Pcs | 162000 | 0000 | IDR | General | 0 | 0 | Material | N | N | N | ""
12017 | 211410-0000 | Kunci Pipa 36 Inch | 36 Inch Pipe Wrench | 2022-01-09 12:16:26 | 0 | Pcs | 426000 | 0000 | IDR | General | 0 | 0 | Material | N | N | N | ""
12015 | 211408-0000 | Kunci Pipa Rantai 6 Inch | 6 Inch Chain Pipe Wrench | 2022-01-09 12:13:54 | 0 | Pcs | 1500000 | 0000 | IDR | General | 0 | 0 | Material | N | N | N | ""
10642 | 611103-0000 | Kunci Ring 24 inch | 24 inch Ring Spanner | 2017-06-16 14:24:07 | 0 | Pcs | 800000 | 0000 | IDR | General | 0 | 0 | Material | N | N | N | ""
11402 | 611149-0000 | kunci ring pas 19mm | 19mm ring spanner | 2019-07-10 11:14:54 | 0 | Set | 25000 | 0000 | IDR | General | 0 | 0 | Material | N | N | N | ""
11403 | 611150-0000 | kunci ring pas 24mm | 24mm ring spanner | 2019-07-10 11:15:46 | 0 | Set | 35000 | 0000 | IDR | General | 0 | 0 | Material | N | N | N | ""
11358 | 611133-0000 | Kunci Ring Pas 30x32 mm Max Power | 30x32 mm Max Power Ring Wrench | 2019-04-18 10:39:17 | 0 | Pcs | 140000 | 0000 | IDR | General | 0 | 0 | Material | N | N | N | ""
11357 | 611132-0000 | Kunci Ring Pas 36mm Max Power | 36mm Max Power Ring Spanner | 2019-04-18 10:32:12 | 0 | Pcs | 150000 | 0000 | IDR | General | 0 | 0 | Material | N | N | N | ""
12002 | 611270-0000 | Kunci Ring Pas Set 8-19 Mm | Ring Spanner Set 8-19 Mm | 2021-12-12 12:16:41 | 0 | Set | 199900 | 0000 | IDR | General | 0 | 0 | Material | N | N | N | ""
12019 | 611278-0000 | Kunci Ring Pas Set 8-32 Mm | Ring Spanner Set 8-32 Mm | 2022-01-09 12:21:34 | 0 | Set | 0 | 0000 |  | General | 0 | 0 | Material | N | N | N | ""
11986 | 611254-0000 | Kunci Ring Pass 22mm | 22mm Pass Ring Wrench | 2021-12-07 13:24:17 | 0 | Pcs | 92500 | 0000 | IDR | General | 0 | 0 | Material | N | N | N | ""
11987 | 611255-0000 | Kunci Ring Pass 27mm | 27mm Pass Ring Wrench | 2021-12-07 13:25:03 | 0 | Pcs | 59000 | 0000 | IDR | General | 0 | 0 | Material | N | N | N | ""
11988 | 611256-0000 | Kunci Ring Pass 32mm | 32mm Pass Ring Wrench | 2021-12-07 13:26:29 | 0 | Pcs | 92500 | 0000 | IDR | General | 0 | 0 | Material | N | N | N | ""
11989 | 611257-0000 | Kunci Ring Pass 36mm | 36mm Pass Ring Wrench | 2021-12-07 13:27:15 | 0 | Pcs | 100000 | 0000 | IDR | General | 0 | 0 | Material | N | N | N | ""
11664 | 211309-0000 | Kunci Ring Rachet Skalfonding 24 x 27 MM | Skalfonding Ratchet Ring Wrench 24 x 27 MM | 2020-09-27 21:27:25 | 0 | Pcs | 285000 | 0000 | IDR | General | 0 | 0 | Material | N | N | N | ""
11665 | 211310-0000 | Kunci Ring Rachet Skalfonding 30 x 32 MM | Skalfonding Ratchet Ring Spanner 30 x 32 MM | 2020-09-27 21:29:50 | 0 | Pcs | 375000 | 0000 | IDR | General | 0 | 0 | Material | N | N | N | ""
11991 | 611259-0000 | Kunci Torsi 1000 Nm | 1000 Nm Torque Wrench | 2021-12-08 17:49:40 | 0 | Pcs | 5550000 | 0000 | IDR | General | 0 | 0 | Material | N | N | N | ""
12007 | 611274-0000 | Kunci Torsi 340 Nm | 340 Nm Torque Wrench | 2022-01-04 12:11:47 | 0 | Pcs | 1715633.33 | 0000 | IDR | General | 0 | 0 | Material | N | N | N | ""
11990 | 611258-0000 | Kunci Torsi 810 Nm | 810 Nm Torque Wrench | 2021-12-08 17:48:42 | 0 | Pcs | 6000000 | 0000 | IDR | General | 0 | 0 | Material | N | N | N | ""
11973 | 810113-0000 | Kursi Kantor | Office Chair | 2021-11-18 09:28:32 | 0 | Pcs | 150000 | 0000 | IDR | General | 0 | 0 | Material | N | N | N | ""
11975 | 810115-0000 | Kursi luar ruang ( outdoor ) | Outdoor chairs | 2021-11-18 09:32:13 | 0 | Pcs | 865861.26 | 0000 | IDR | General | 0 | 0 | Material | N | N | N | ""
12811 | 910012-0000 | KVM Extender USB | USB KVM Extender | 2025-12-06 15:37:53 | 0 | Unit | 0 | 0000 |  | General | 0 | 0 | Material | N | N | N | ""
11977 | 910009-0000 | KVM VGA Switch | KVM VGA Switch | 2021-11-24 13:51:33 | 0 | Box | 0 | 0000 |  | General | 0 | 0 | Material | N | N | N | ""
11978 | 910010-0000 | KVN HDMI Switch | KVN HDMI Switch | 2021-11-24 13:53:57 | 0 | Box | 0 | 0000 |  | General | 0 | 0 | Material | N | N | N | ""
8711 | 313038-0000 | kWH Box | kWh Box | 2013-10-23 10:11:57 | 0 | Pcs | 350000 | 0000 | IDR | General | 350000 | 11366 | Material | N | N | N | ""
9095 | 313052-0000 | KWH Meter 3Phase assembled with Box OKA, Wiring and MCB 3Phase 25 A & Terra Certificate | KWH Meter 3Phase assembled with Box OKA, Wiring and MCB 3Phase 25 A & Terra Certificate | 2014-03-14 16:16:43 | 0 | Pcs | 16915020 | 0000 | IDR | General | 1670000 | 11633 | Material | N | N | N | ""
11159 | 211152-0000 | L Konektor 45o A2C Lupine 2 x 1267 to Plate 8 - Holes Dia. 14 | L 45o A2C Lupine Connector 2 x 1267 to Plate 8 - Holes Dia. 14 | 2018-09-25 11:24:26 | 0 | Pcs | 1088000 | 0000 | IDR | General | 0 | 0 | Material | N | N | N | ""
11163 | 211156-0000 | L Konektor 45o A3C 300 to Plate 8 - Holes Dia. 14 | L Connector 45o A3C 300 to Plate 8 - Holes Dia. 14 | 2018-09-25 11:29:18 | 0 | Pcs | 716500 | 0000 | IDR | General | 0 | 0 | Material | N | N | N | ""
11161 | 211154-0000 | L Konektor 45o A3C 630 to Plate 8 - Holes Dia. 14 | L Connector 45o A3C 630 to Plate 8 - Holes Dia. 14 | 2018-09-25 11:26:47 | 0 | Pcs | 770000 | 0000 | IDR | General | 0 | 0 | Material | N | N | N | ""
9940 | 413146-0000 | Labeling kabel FO Telkom | Telkom FO cable labeling | 2015-06-23 14:09:41 | 0 | Ttk | 0 | 0000 |  | General | 0 | 0 | Material | N | N | N | ""
7424 | 410070-CASI | Lable printer 9mm | 9mm label printer |  | 0 | Pcs | 95000 | CASIO | IDR |  | 95000 | 0 |  | N | N | N
7426 | 410072-0000 | Lakban kertas | Paper tape |  | 0 | Pcs | 13000 | Gener | IDR |  | 8000 | 0 |  | N | N | N
10260 | 620004-0000 | Laminating / Fotocopy | Laminating / Photocopying | 2016-07-21 13:37:01 | 0 | Lbr | 0 | 0000 |  | General | 0 | 0 | Material | N | N | N | ""
12579 | 313726-0000 | Lampu dalam Cubicle Panel | Lights in Cubicle Panel | 2025-01-17 18:07:05 | 0 | Pcs | 0 | 0000 |  | General | 0 | 0 | Material | N | N | N | ""
11770 | 313535-0000 | Lampu LED 10 -11 W | 10-11 W LED Lamp | 2021-02-17 15:07:29 | 0 | Pcs | 19099.1 | 0000 | IDR | General | 0 | 0 | Material | N | N | N | ""
12595 | 313733-0000 | Lampu LED Bulb 4 W | 4W LED Bulb Lamp | 2025-02-20 10:17:32 | 0 | Pcs | 30450 | 0000 | IDR | General | 0 | 0 | Material | N | N | N | ""
12544 | 313699-0000 | Lampu LED Tabung 18 W 1200 mm | 18W 1200mm LED Tube Light | 2024-12-18 13:13:28 | 0 | Pcs | 0 | 0000 |  | General | 0 | 0 | Material | N | N | N | ""
9065 | 313046-0000 | Lampu Penerang jalan Sementara | Temporary Street Lights | 2016-02-10 15:31:16 | 0 | Ttk | 150990928.88 | 0000 | IDR | General | 150990928.88 | 11793 | Material | N | N | N | ""
10167 | 610001-PHIL | Lampu Philips Helix 32 Watt | Philips Helix 32 Watt Lamp | 2016-03-16 13:23:15 | 0 | Pcs | 715000 | PHIL | IDR | PHILIPS | 0 | 0 | Material | N | N | N | ""
11658 | 313524-0000 | Lampu PJU Mercury | Mercury Street Lights | 2020-08-26 09:51:53 | 0 | Set | 385000 | 0000 | IDR | General | 0 | 0 | Material | N | N | N | ""
11562 | 611163-0000 | lampu senter | flashlight | 2019-11-26 15:14:56 | 0 | Pcs | 17000 | 0000 | IDR | General | 0 | 0 | Material | N | N | N | ""
11659 | 313525-0000 | Lampu Sorot | Spotlights | 2020-08-26 09:53:44 | 0 | Pcs | 527850 | 0000 | IDR | General | 0 | 0 | Material | N | N | N | ""
12578 | 313725-0000 | Lampu Untuk Cubicle Panel | Lights for Cubicle Panels | 2025-01-17 17:52:48 | 0 | Pcs | 56227 | 0000 | IDR | General | 0 | 0 | Material | N | N | N | ""
12580 | 313727-0000 | Lampu untuk digunakan di dalam Cubicle Panel | Lamps for use in Cubicle Panels | 2025-01-17 18:18:34 | 0 | Pcs | 47363.5 | 0000 | IDR | General | 0 | 0 | Material | N | N | N | ""
11032 | 810046-0000 | LAN Tester | LAN Tester | 2017-11-29 10:28:39 | 0 | Pcs | 1030000 | 0000 | IDR | General | 0 | 0 | Material | N | N | N | ""
10709 | 129228-0000 | Langsir Material | Curtain Material | 2017-08-03 18:15:25 | 0 | Kg | 104.2 | 0000 | IDR | General | 0 | 0 | Material | N | N | N | ""
11082 | 720043-0000 | Langsir Material Pondasi | Foundation Material Curtain | 2018-03-23 15:04:35 | 0 | Ls | 2000000 | 0000 | IDR | General | 0 | 0 | Material | N | N | N | ""
10210 | 129146-0000 | Langsir material tower T35 type CC | Tower material T35 type CC | 2016-05-30 17:05:12 | 0 | Kg | 78 | 0000 | IDR | General | 0 | 0 | Material | N | N | N | ""
10332 | 129167-0000 | Langsir Pondasi Kondisi Berat (diatas 45 derajat) | Severe Foundation Conditions (above 45 degrees) | 2016-12-29 10:49:18 | 0 | m3/300m | 587813.62 | 0000 | IDR | General | 0 | 13123 | Material | N | N | N | ""
11919 | 720050-0000 | Langsir Pondasi Kondisi Ringan (0 - 15 derajat) | Foundation Curtains for Light Conditions (0 - 15 degrees) | 2021-10-12 11:43:26 | 0 | m3/100m | 72916.67 | 0000 | IDR | General | 0 | 0 | Material | N | N | N | ""
10212 | 129147-0000 | Langsir Pondasi Kondisi Ringan (0 - 15 derajat) | Foundation Curtains for Light Conditions (0 - 15 degrees) | 2016-12-29 10:48:47 | 0 | m3/300m | 150000 | 0000 | IDR | General | 0 | 13252 | Material | N | N | N | ""
10213 | 129148-0000 | Langsir Pondasi Kondisi Sedang (15 - 45 derajat) | Medium Foundation Condition (15 - 45 degrees) | 2016-12-29 10:49:03 | 0 | m3/300m | 120000 | 0000 | IDR | General | 0 | 13252 | Material | N | N | N | ""
10336 | 221036-0000 | Langsir Tower Kondisi Berat (diatas 45 derajat) | Tower Curtain in Heavy Condition (above 45 degrees) | 2016-09-15 17:18:55 | 0 | kg/300m | 396 | 0000 | IDR | General | 0 | 13123 | Material | N | N | N | ""
10334 | 221034-0000 | Langsir Tower Kondisi Ringan (0 - 15 derajat) | Tower Curtain Light Condition (0 - 15 degrees) | 2016-09-15 17:18:06 | 0 | kg/300m | 312.5 | 0000 | IDR | General | 0 | 13123 | Material | N | N | N | ""
10335 | 221035-0000 | Langsir Tower Kondisi Sedang (15 - 45 derajat) | Tower Curtain Condition Medium (15 - 45 degrees) | 2016-09-15 17:18:25 | 0 | kg/300m | 330 | 0000 | IDR | General | 0 | 13123 | Material | N | N | N | ""
11404 | 611151-0000 | lanji bodygrip | Lanji Bodygrip | 2019-07-10 11:17:30 | 0 | Set | 38500 | 0000 | IDR | General | 0 | 0 | Material | N | N | N | ""
10665 | 129221-0000 | Lansir material pondasi | Launch foundation materials | 2017-07-13 13:45:59 | 0 | m3/400m | 164361.03 | 0000 | IDR | General | 0 | 0 | Material | N | N | N | ""
12244 | 820125-0000 | Laporan Hasil Pemeriksaan & Pengujian Peralatan K3 dan Surat Keterangan atas Pemenuhan Persyaratan K3 | Report on the Results of Inspection & Testing of K3 Equipment and Certificate of Compliance with K3 Requirements | 2023-04-17 19:13:28 | 0 | Pcs | 2500000 | 0000 | IDR | General | 0 | 0 | Material | N | N | N | ""
12547 | 820139-0000 | Laporan Surveyor | Surveyor Report | 2024-12-20 07:58:18 | 0 | Unit | 6365600 | 0000 | IDR | General | 0 | 0 | Material | N | N | N | ""
10084 | 611047-0000 | Laptop / Komputer | Laptop / Computer | 2015-11-30 15:31:43 | 0 | Set | 200000 | 0000 | IDR | General | 0 | 0 | Material | N | N | N | ""
11565 | 810103-0000 | larutan saline (aquades) 100ml | 100ml saline solution (aquades) | 2019-11-26 15:18:41 | 0 | Pcs | 15000 | 0000 | IDR | General | 0 | 0 | Material | N | N | N | ""
10629 | 410008-KOBE | LC13E01186P1 Hames | LC13E01186P1 Hames | 2017-06-02 14:09:01 | 0 | Pcs | 2210000 | KOBE | IDR | KOBELCO | 0 | 0 | Material | N | N | N | ""
9085 | 424048-0000 | Leader Fee | Leader Fee | 2017-04-18 08:33:49 | 2669100 | Ls | 33904351 | 0000 | IDR | General | 314010 | 13323 | Material | Y | N | N | ""
12274 | 611332-0000 | Leadger Brace UBL 150/200 | Leader Brace UBL 150/200 | 2023-06-03 18:06:58 | 0 | Pc/Month | 9900 | 0000 | IDR | General | 0 | 0 | Material | N | N | N | ""
12273 | 611331-0000 | Leadger Brace UBL 250/200 | Leader Brace UBL 250/200 | 2023-06-03 18:05:09 | 0 | Pc/Month | 18000 | 0000 | IDR | General | 0 | 0 | Material | N | N | N | ""
12071 | 313566-0000 | LED ClearFlood | LED ClearFlood | 2022-01-27 16:29:59 | 0 | Set | 7867000 | 0000 | IDR | General | 0 | 0 | Material | N | N | N | ""
12070 | 313565-0000 | LED Downlight | LED Downlight | 2022-01-27 16:26:58 | 0 | Set | 159417 | 0000 | IDR | General | 0 | 0 | Material | N | N | N | ""
12072 | 313567-0000 | LED Floodlight | LED Floodlight | 2022-01-27 16:32:00 | 0 | Set | 650000 | 0000 | IDR | General | 0 | 0 | Material | N | N | N | ""
12069 | 313564-0000 | LED Recessed Lighting | LED Recessed Lighting | 2022-01-27 16:25:07 | 0 | Set | 1093400 | 0000 | IDR | General | 0 | 0 | Material | N | N | N | ""
12206 | 129439-0000 | Ledger Brace Rent | Ledger Brace Rent | 2023-03-21 09:49:42 | 0 | Pc/Month | 8000 | 0000 | IDR | General | 0 | 0 | Material | N | N | N | ""
12275 | 611333-0000 | Ledger Brace UBL 150/200 | Ledger Brace UBL 150/200 | 2023-06-03 18:08:43 | 0 | Pc/Month | 9900 | 0000 | IDR | General | 0 | 0 | Material | N | N | N | ""
12276 | 611334-0000 | Ledger Brace UBL 250/200 | Ledger Brace UBL 250/200 | 2023-06-03 18:10:50 | 0 | Pc/Month | 18000 | 0000 | IDR | General | 0 | 0 | Material | N | N | N | ""
12278 | 611336-0000 | Ledger UH 150 Plus | Ledger UH 150 Plus | 2023-06-03 18:13:26 | 0 | Pc/Month | 9000 | 0000 | IDR | General | 0 | 0 | Material | N | N | N | ""
12277 | 611335-0000 | Ledger UH 250 Plus | Ledger UH 250 Plus | 2023-06-03 18:12:12 | 0 | Pc/Month | 18900 | 0000 | IDR | General | 0 | 0 | Material | N | N | N | ""
11507 | 111546-0000 | Lem beton | Concrete glue | 2019-09-17 13:54:49 | 0 | Kg | 14000 | 0000 | IDR | General | 0 | 0 | Material | N | N | N | ""
12407 | 111667-0000 | Lembaran GRC L 1220mm x P 2440mm Tebal 4mm | GRC Sheet L 1220mm x W 2440mm Thickness 4mm | 2024-07-12 19:20:02 | 0 | Pcs | 52000 | 0000 | IDR | General | 0 | 0 | Material | N | N | N | ""
11932 | 611220-0000 | Lever Hoist 3 Ton x 5 Meter | Lever Hoist 3 Ton x 5 Meter | 2021-10-14 16:30:34 | 0 | Pcs | 2718182 | 0000 | IDR | General | 0 | 0 | Material | N | N | N | ""
12686 | 460004-0000 | License Firewall | License Firewall | 2025-07-21 15:35:02 | 0 | Pcs | 9500000 | 0000 | IDR | General | 0 | 0 | Material | N | N | N | ""
10171 | 320001-ABB0 | License Software work station | Workstation Software License | 2016-03-24 15:54:56 | 0 | Unit | 9500000 | ABB0 | IDR | ABB | 0 | 0 | Material | N | N | N | ""
11388 | 611141-0000 | Life Line Roof | Life Line Roof | 2019-06-17 13:24:02 | 0 | Pcs | 0 | 0000 |  | General | 0 | 0 | Material | N | N | N | ""
11081 | 313412-0000 | Light-emitting diode (LED) Flood Light 1 x 100 W complete with support, fuse box, grounding system and installation of cable conduit and wiring and all accessories for Switchyard | Light-emitting diode (LED) Flood Light 1 x 100 W complete with support, fuse box, grounding system and installation of cable conduit and wiring and all accessories for Switchyard | 2018-03-22 16:21:15 | 0 | Set | 0 | 0000 |  | General | 0 | 0 | Material | N | N | N | ""
11080 | 313411-0000 | Light-emitting diode (LED) Street Light 1 x 125 W complete with lighting column 9 m high, fuse box, grounding system and installation of cable conduit and wiring and all accessories and foundation of column | Light-emitting diode (LED) Street Light 1 x 125 W complete with lighting column 9 m high, fuse box, grounding system and installation of cable conduit and wiring and all accessories and foundation of column | 2018-03-22 16:20:09 | 0 | Set | 0 | 0000 |  | General | 0 | 0 | Material | N | N | N | ""
10903 | 211125-0000 | LINE BAY 150kV Three phase Circuit Breaker (3x single phase) | LINE BAY 150kV Three phase Circuit Breaker (3x single phase) | 2017-08-04 17:18:58 | 0 | Set | 646615000 | 0000 | IDR | General | 0 | 0 | Material | N | N | N | ""
12352 | 323215-0000 | Line Bay Test (intertripping and stability test for MPU Line Bay Substation to Substation) | Line Bay Test (intertripping and stability test for MPU Line Bay Substation to Substation) | 2024-05-16 15:58:43 | 0 | bay | 44410000 | 0000 | IDR | General | 0 | 0 | Material | N | N | N | ""
10815 | 111451-0000 | LINE BAY150kV CB Steel Support | LINE BAY150kV CB Steel Support | 2017-08-04 09:42:02 | 0 | Set | 0 | 0000 |  | General | 0 | 0 | Material | N | N | N | ""
10824 | 111455-0000 | LINE BAY150kV CT Steel Support | LINE BAY150kV CT Steel Support | 2017-08-04 09:52:38 | 0 | Set | 0 | 0000 |  | General | 0 | 0 | Material | N | N | N | ""
10820 | 313299-0000 | LINE BAY150kV Current Tranformer (CT) | LINE BAY150kV Current Transformer (CT) | 2017-08-04 09:47:43 | 0 | Set | 92811000 | 0000 | IDR | General | 0 | 0 | Material | N | N | N | ""
10825 | 111456-0000 | LINE BAY150kV CVT Steel Support for point | LINE BAY150kV CVT Steel Support for point | 2017-08-04 09:53:45 | 0 | Set | 0 | 0000 |  | General | 0 | 0 | Material | N | N | N | ""
10816 | 111452-0000; 313297-0000 | LINE BAY150kV Disconnecting Switch (DS) | LINE BAY150kV Disconnecting Switch (DS) | 2017-08-04 09:42:51 | 0 | Set | 118305900 | 0000 | IDR | General | 0 | 0 | Material | N | N | N | ""
10819 | 313298-0000 | LINE BAY150kV Disconnecting Switch (DSE) | LINE BAY150kV Disconnecting Switch (DSE) | 2017-08-04 09:46:56 | 0 | Set | 238021500 | 0000 | IDR | General | 0 | 0 | Material | N | N | N | ""
10817 | 111453-0000 | LINE BAY150kV DS Steel Support | LINE BAY150kV DS Steel Support | 2017-08-04 09:43:39 | 0 | Set | 0 | 0000 |  | General | 0 | 0 | Material | N | N | N | ""
10821 | 111454-0000 | LINE BAY150kV DSE Steel Support | LINE BAY150kV DSE Steel Support | 2017-08-04 09:49:41 | 0 | Set | 0 | 0000 |  | General | 0 | 0 | Material | N | N | N | ""
10826 | 111457-0000 | LINE BAY150kV LA Steel Support | LINE BAY150kV LA Steel Support | 2017-08-04 09:54:39 | 0 | Set | 0 | 0000 |  | General | 0 | 0 | Material | N | N | N | ""
10823 | 313301-0000 | LINE BAY150kV Single phase Capacitor Voltage Transformer | LINE BAY150kV Single phase Capacitor Voltage Transformer | 2017-08-04 09:51:32 | 0 | Set | 80164000 | 0000 | IDR | General | 0 | 0 | Material | N | N | N | ""
10822 | 313300-0000 | LINE BAY150kV Single phase Lightning Arrester | LINE BAY150kV Single phase Lightning Arrester | 2017-08-04 09:50:39 | 0 | Set | 1546 | 0000 | EUR | General | 0 | 0 | Material | N | N | N | ""
9890 | 313175-0000 | Line Conductor Spacer (Jumper) 200 mm for TACSR 410 sqmm | Line Conductor Spacer (Jumper) 200 mm for TACSR 410 sqmm | 2015-06-16 10:42:14 | 0 | Set | 317250 | 0000 | IDR | General | 0 | 0 | Material | N | N | N | ""
9605 | 313104-0000 | Line conductor spacer (jumper) 200mm for ACCC 223/28mm2 (Copenhagen) | Line conductor spacer (jumper) 200mm for ACCC 223/28mm2 (Copenhagen) | 2015-01-27 13:28:20 | 0 | Set | 456500 | 0000 | IDR | General | 0 | 12510 | Material | N | N | N | ""
9889 | 313174-0000 | Line Conductor Spacer (Span) 400 mm for TACSR 410 sqmm | Line Conductor Spacer (Span) 400 mm for TACSR 410 sqmm | 2015-06-16 10:40:49 | 0 | Set | 219687.5 | 0000 | IDR | General | 0 | 13275 | Material | N | N | N | ""
9604 | 313103-0000 | Line conductor spacer (span) 400mm for ACCC 223/28mm2 (Copenhagen) | Line conductor spacer (span) 400mm for ACCC 223/28mm2 (Copenhagen) | 2015-01-27 13:27:43 | 0 | Set | 770800 | 0000 | IDR | General | 0 | 12510 | Material | N | N | N | ""
9603 | 313102-0000 | Line conductor vibration damper for ACCC 223/28mm2 (Copenhagen) | Line conductor vibration damper for ACCC 223/28mm2 (Copenhagen) | 2015-01-27 13:26:44 | 0 | Set | 0 | 0000 | USD | General | 0 | 12510 | Material | N | N | N | ""
8548 | 313024-0000 | Line Conductor Vibration Damper for ACSR/AS 240/40 mm2 | Line Conductor Vibration Damper for ACSR/AS 240/40 mm2 | 2013-10-03 17:13:51 | 0 | Pcs | 585000 | 0000 | IDR | General | 20.42 | 11132 | Material | N | N | N | ""
12318 | 211460-0000 | Line conductor vibration dampers for ACSR 250 mm2 | Line conductor vibration dampers for ACSR 250 mm2 | 2024-04-26 23:25:47 | 0 | Set | 344245 | 0000 | IDR | General | 0 | 0 | Material | N | N | N | ""
11513 | 313482-0000 | Line End Arching Horn | Line End Arching Horn | 2019-09-23 20:55:56 | 0 | Pcs | 157106 | 0000 | IDR | General | 0 | 0 | Material | N | N | N | ""
10948 | 313351-0000 | Line Trap 1 mH, 40 kA | Line Trap 1 mH, 40 kA | 2017-09-11 18:09:06 | 0 | Unit | 4382789.7 | 0000 | IDR | General | 0 | 0 | Material | N | N | N | ""
12126 | 611306-0000 | Lineman Platform | Lineman Platform | 2022-07-19 15:23:13 | 0 | Set | 2880000 | 0000 | IDR | General | 0 | 0 | Material | N | N | N | ""
10473 | 610004-DNMK | Lines For ACSR Zebra, Hawk, dan Dove | Lines for ACSR Zebra, Hawk, and Dove | 2016-12-21 21:19:05 | 0 | Pcs | 930417 | DNMK | IDR | Dinamika | 0 | 0 | Material | N | N | N | ""
11506 | 611161-0000 | Linggis | Crowbar | 2019-09-17 13:53:16 | 0 | Pcs | 75000 | 0000 | IDR | General | 0 | 0 | Material | N | N | N | ""
11683 | 111568-0000 | Lis Gypsum | Gypsum Sheet | 2020-10-06 21:44:21 | 0 | btg | 58000 | 0000 | IDR | General | 0 | 0 | Material | N | N | N | ""
12408 | 111668-0000 | Lisplank L 20 cm x P 244 cm x T 0.8 cm | Lisplank W 20 cm x P 244 cm x H 0.8 cm | 2024-07-12 19:32:23 | 0 | Lbr | 55000 | 0000 | IDR | General | 0 | 0 | Material | N | N | N | ""
9775 | 313160-0000; 323108-0000 | LMU, COUPLING FILTER AND COAXIAL CABLE. | LMU, COUPLING FILTER AND COAXIAL CABLE. | 2015-02-03 14:33:29 | 0 | Set | 0 | 0000 | IDR | General | 0 | 12502 | Material | N | N | N | ""
8181 | 820007-0000 | Loading/Unloading | Loading/Unloading | 2013-07-11 10:25:42 | 0 | Ls | 3550000 | 0000 | IDR | General | 4800000 | 9982 | Material | Y | N | N | ""
9461 | 820059-0000 | Loading/Unloading (IBC Project) | Loading/Unloading (IBC Project) | 2015-05-18 15:00:02 | 500000 | Ls | 500000 | 0000 | IDR | General | 500000 | 11694 | Material | Y | N | N | ""
12314 | 820128-0000 | Loan | Loan | 2024-02-29 15:54:39 | 0 | Ls | 0 | 0000 |  | General | 0 | 0 | Material | N | N | N | ""
10628 | 410007-KOBE | LP13E01028P1 Hames | LP13E01028P1 Hames | 2017-06-02 14:07:58 | 0 | Pcs | 11286912 | KOBE | IDR | KOBELCO | 0 | 0 | Material | N | N | N | ""
10627 | 410006-KOBE | LP13E01029P3 Hames | LP13E01029P3 Hames | 2017-06-02 14:07:04 | 0 | Pcs | 21781760 | KOBE | IDR | KOBELCO | 0 | 0 | Material | N | N | N | ""
10631 | 410010-KOBE | LP13E01034P1 Hames | LP13E01034P1 Hames | 2017-06-02 14:10:39 | 0 | Pcs | 8624304 | KOBE | IDR | KOBELCO | 0 | 0 | Material | N | N | N | ""
10624 | 410003-KOBE | LP22E00039F3 Controller | LP22E00039F3 Controller | 2017-06-02 14:04:04 | 0 | Pcs | 25330000 | KOBE | IDR | KOBELCO | 0 | 0 | Material | N | N | N | ""
10622 | 424167-0000 | LP22EOOO14F1 Controller Install | LP22EOOO14F1 Controller Install | 2017-06-02 14:01:23 | 0 | Pcs | 786250 | 0000 | IDR | General | 0 | 0 | Material | N | N | N | ""
10623 | 410002-KOBE | LP24EOOO05F1 Relay Box Assy | LP24EOOO05F1 Relay Box Assy | 2017-06-02 14:02:48 | 0 | Pcs | 9633832 | KOBE | IDR | KOBELCO | 0 | 0 | Material | N | N | N | ""
10764 | 323187-0000 | LV Power and multicore Control Cables include all accessories | LV Power and multicore Control Cables include all accessories | 2017-08-03 19:25:20 | 0 | Set | 0 | 0000 |  | General | 0 | 0 | Material | N | N | N | ""
10866 | 313332-0000 | LV Power and multicore Control Cables NYSY (14Cx2,5) | LV Power and multicore Control Cables NYSY (14Cx2.5) | 2017-08-04 11:11:14 | 0 | Mtr | 74273 | 0000 | IDR | General | 0 | 0 | Material | N | N | N | ""
10868 | 313334-0000 | LV Power and multicore Control Cables NYSY (19Cx2,5) | LV Power and multicore Control Cables NYSY (19Cx2.5) | 2017-08-04 11:12:02 | 0 | Mtr | 91797 | 0000 | IDR | General | 0 | 0 | Material | N | N | N | ""
10853 | 313319-0000 | LV Power and multicore Control Cables NYSY (1Cx185) | LV Power and multicore Control Cables NYSY (1Cx185) | 2017-08-04 11:00:50 | 0 | Mtr | 316765 | 0000 | IDR | General | 0 | 0 | Material | N | N | N | ""
10855 | 313321-0000 | LV Power and multicore Control Cables NYSY (1Cx50) | LV Power and multicore Control Cables NYSY (1Cx50) | 2017-08-04 11:01:48 | 0 | Mtr | 0 | 0000 |  | General | 0 | 0 | Material | N | N | N | ""
10860 | 313326-0000 | LV Power and multicore Control Cables NYSY (27Cx2,5) | LV Power and multicore Control Cables NYSY (27Cx2.5) | 2017-08-04 11:06:19 | 0 | Mtr | 133864 | 0000 | IDR | General | 0 | 0 | Material | N | N | N | ""
10857 | 313323-0000 | LV Power and multicore Control Cables NYSY (2Cx10) | LV Power and multicore Control Cables NYSY (2Cx10) | 2017-08-04 11:03:29 | 0 | Mtr | 0 | 0000 |  | General | 0 | 0 | Material | N | N | N | ""
10862 | 313328-0000 | LV Power and multicore Control Cables NYSY (2Cx2,5) | LV Power and multicore Control Cables NYSY (2Cx2.5) | 2017-08-04 11:07:26 | 0 | Mtr | 17873 | 0000 | IDR | General | 0 | 0 | Material | N | N | N | ""
10859 | 313325-0000 | LV Power and multicore Control Cables NYSY (2Cx6) | LV Power and multicore Control Cables NYSY (2Cx6) | 2017-08-04 11:05:40 | 0 | Mtr | 28500 | 0000 | IDR | General | 0 | 0 | Material | N | N | N | ""
10856 | 313322-0000 | LV Power and multicore Control Cables NYSY (4Cx16) | LV Power and multicore Control Cables NYSY (4Cx16) | 2017-08-04 11:02:38 | 0 | Mtr | 0 | 0000 |  | General | 0 | 0 | Material | N | N | N | ""
10864 | 313330-0000 | LV Power and multicore Control Cables NYSY (4Cx2,5) | LV Power and multicore Control Cables NYSY (4Cx2.5) | 2017-08-04 11:08:15 | 0 | Mtr | 25924 | 0000 | IDR | General | 0 | 0 | Material | N | N | N | ""
10858 | 313324-0000 | LV Power and multicore Control Cables NYSY (4Cx6) | LV Power and multicore Control Cables NYSY (4Cx6) | 2017-08-04 11:04:34 | 0 | Mtr | 44900 | 0000 | IDR | General | 0 | 0 | Material | N | N | N | ""
10865 | 313331-0000 | LV Power and multicore Control Cables NYSY (7Cx2,5) | LV Power and multicore Control Cables NYSY (7Cx2.5) | 2017-08-04 11:09:17 | 0 | Mtr | 38214 | 0000 | IDR | General | 0 | 0 | Material | N | N | N | ""
9737 | 323068-0000 | LV power cable, control cable and accessories | LV power cables, control cables and accessories | 2015-02-03 10:01:05 | 0 | bay | 25000000 | 0000 | IDR | General | 0 | 12502 | Material | N | N | N | ""
9642 | 313125-0000 | LV power cable, control cable and accessories | LV power cables, control cables and accessories | 2015-02-02 16:58:37 | 0 | Set | 0 | 0000 | IDR | General | 0 | 12502 | Material | N | N | N | ""
12052 | 313551-0000 | LV Switchgear Panel | LV Switchgear Panel | 2022-01-27 15:44:37 | 0 | Set | 216145500 | 0000 | IDR | General | 0 | 0 | Material | N | N | N | ""
12245 | 840001-0000 | Macam-macam kue | Various kinds of cakes | 2023-04-18 11:59:28 | 0 | Box | 57000 | 0000 | IDR | General | 0 | 0 | Material | N | N | N | ""
10269 | 620010-0000 | Machine Rent Canon | Canon Machine Rental | 2016-07-29 10:27:24 | 0 | Unit | 2445000 | 0000 | IDR | General | 0 | 0 | Material | N | N | N | ""
10604 | 610001-AGPT | Magnetic Drilling Machine - SMD 352 | Magnetic Drilling Machine - SMD 352 | 2017-04-27 16:07:37 | 0 | Unit | 10600000 | AGPT | IDR | AGP Taiwan | 0 | 0 | Material | N | N | N | ""
10795 | 129275-0000 | Main Gate- Beam utama (Beton K 225, Pembesian 300 kg/m3, bekisting) | Main Gate - Main beam (K 225 concrete, 300 kg/m3 reinforcement, formwork) | 2017-08-03 19:57:40 | 0 | M3 | 0 | 0000 |  | General | 0 | 0 | Material | N | N | N | ""
10794 | 129274-0000 | Main Gate- Kolom utama (Beton K 225, Pembesian 300 kg/m3, bekisting) | Main Gate - Main column (Concrete K 225, Reinforcement 300 kg/m3, formwork) | 2017-08-03 19:56:44 | 0 | M3 | 0 | 0000 |  | General | 0 | 0 | Material | N | N | N | ""
10791 | 129271-0000 | Main Gate- Lantai kerja | Main Gate- Work floor | 2017-08-03 19:53:52 | 0 | M3 | 0 | 0000 |  | General | 0 | 0 | Material | N | N | N | ""
10796 | 129276-0000 | Main Gate- Pasangan Batu Bata tinggi 3.00 m | Main Gate - Brickwork 3.00 m high | 2017-08-03 19:58:29 | 0 | M3 | 0 | 0000 |  | General | 0 | 0 | Material | N | N | N | ""
10793 | 129273-0000 | Main Gate- Pondasi Beton (Beton K 225, Pembesian 150 kg/m3, bekisting) | Main Gate - Concrete Foundation (K 225 Concrete, 150 kg/m3 Reinforcement, Formwork) | 2017-08-03 19:55:52 | 0 | M3 | 0 | 0000 |  | General | 0 | 0 | Material | N | N | N | ""
10797 | 129277-0000 | Main Gate- Ring balok utama (Beton K 225, Pembesian 250 kg/m3, bekisting) | Main Gate - Main ring beam (K 225 concrete, 250 kg/m3 reinforcement, formwork) | 2017-08-03 19:59:36 | 0 | M3 | 0 | 0000 |  | General | 0 | 0 | Material | N | N | N | ""
11840 | 211341-0000 | Mainframe scaffolding 1.9 meter | Mainframe scaffolding 1.9 meters | 2021-09-12 16:57:09 | 0 | Set | 576000 | 0000 | IDR | General | 0 | 0 | Material | N | N | N | ""
10412 | 611097-0000 | Maktec MT240 Mesin Cut Off | Maktec MT240 Cut Off Machine | 2016-11-18 13:03:56 | 0 | Pcs | 1600000 | 0000 | IDR | General | 0 | 0 | Material | N | N | N | ""
10286 | 111371-0000 | Manhole / Handhole | Manhole / Handhole | 2016-08-30 10:13:35 | 0 | Pcs | 0 | 0000 |  | General | 0 | 0 | Material | N | N | N | ""
11336 | 313466-0000 | Marker Strip MS-100 | Marker Strip MS-100 | 2019-03-26 14:20:38 | 0 | Bks | 89717 | 0000 | IDR | General | 0 | 0 | Material | N | N | N | ""
11337 | 313467-0000 | Marker Strip MS-135 | Marker Strip MS-135 | 2019-03-26 14:21:33 | 0 | Bks | 55000 | 0000 | IDR | General | 0 | 0 | Material | N | N | N | ""
11335 | 313465-0000 | Marker Strip MS-65 | Marker Strip MS-65 | 2019-03-26 14:18:53 | 0 | Bks | 74000 | 0000 | IDR | General | 0 | 0 | Material | N | N | N | ""
12710 | 313761-0000 | Marker tube 10 mm | Marker tube 10 mm | 2025-09-04 11:45:18 | 0 | Rol | 112576.77 | 0000 | IDR | General | 0 | 0 | Material | N | N | N | ""
11338 | 313468-0000 | Marker Tube 2,5 mm | Marker Tube 2.5 mm | 2019-03-26 14:22:25 | 0 | Rol | 119302.24 | 0000 | IDR | General | 0 | 0 | Material | N | N | N | ""
11339 | 313469-0000 | Marker Tube 4 mm | Marker Tube 4 mm | 2019-03-26 14:23:18 | 0 | Rol | 101904 | 0000 | IDR | General | 0 | 0 | Material | N | N | N | ""
11340 | 313470-0000 | Marker Tube 6 mm | Marker Tube 6 mm | 2019-03-26 14:24:00 | 0 | Rol | 163000 | 0000 | IDR | General | 0 | 0 | Material | N | N | N | ""
11341 | 313471-0000 | Marker Tube 8 mm | Marker Tube 8 mm | 2019-03-26 14:24:45 | 0 | Rol | 96000 | 0000 | IDR | General | 0 | 0 | Material | N | N | N | ""
8688 | 820019-0000 | Marketing Fee | Marketing Fee | 2013-10-10 09:56:04 | 0 | Ls | 25000000 | 0000 | IDR | General | 433786866.87 | 11378 | Material | N | N | N | ""
5678 | 11000156 | Marking post of Benchmark (BM) | Marking post of Benchmark (BM) | 2012-03-19 17:15:04 | 275000 | PCS | 11000000 | N | IDR | N_Brand | 275000 | 0 | Material | N | Y | N | ""
9680 | 111314-0000 | Marshalling Kiosk | Marshalling Kiosk | 2015-02-02 18:20:51 | 0 | Unit | 4843262 | 0000 | IDR | General | 4315147.9 | 12502 | Material | N | N | N | ""
12772 | 313799-0000 | Marshalling kiosks for 150/20 kV Transformer Bay | Marshalling kiosks for 150/20 kV Transformer Bay | 2025-11-08 17:14:01 | 0 | Unit | 35860000 | 0000 | IDR | General | 0 | 0 | Material | N | N | N | ""
9654 | 313137-0000 | Marshalling kiosks for Bus-Coupler bay | Marshalling kiosks for Bus-Coupler bay | 2015-02-02 17:36:04 | 0 | Set | 35860000 | 0000 | IDR | General | 2810.74 | 12502 | Material | N | N | N | ""
9647 | 313130-0000 | Marshalling kiosks for IBT bay | Marshalling kiosks for IBT bay | 2015-02-02 17:17:25 | 0 | Set | 37000000 | 0000 | IDR | General | 2810.74 | 12502 | Material | N | N | N | ""
9736 | 323067-0000 | Marshalling kiosks for line bay | Marshalling kiosks for line bay | 2015-02-03 09:59:57 | 0 | Set | 1256000 | 0000 | IDR | General | 0 | 12502 | Material | N | N | N | ""
9641 | 313124-0000 | Marshalling kiosks for line bay | Marshalling kiosks for line bay | 2015-02-02 16:56:17 | 0 | Unit | 35860000 | 0000 | IDR | General | 2810.74 | 12502 | Material | N | N | N | ""
9247 | 611032-0000 | Masker Disposable | Disposable Masks | 2014-05-16 11:03:30 | 0 | Box | 20000 | 0000 | IDR | General | 33250 | 11558 | Material | N | N | N | ""
11217 | 810068-0000 | Masking Tape Police Line | Masking Tape Police Line | 2018-12-11 14:03:31 | 0 | Rol | 65000 | 0000 | IDR | General | 0 | 0 | Material | N | N | N | ""
10955 | 313353-0000 | MASTER And MODBUS, PROTOCOL | MASTER And MODBUS, PROTOCOL | 2017-09-13 09:03:06 | 0 | Set | 0 | 0000 |  | General | 0 | 0 | Material | N | N | N | ""
11955 | 611239-0000 | Mata Bobok Chisel Spade | Chisel Spade's Sleepy Eyes | 2021-10-24 10:50:05 | 0 | Pcs | 0 | 0000 |  | General | 0 | 0 | Material | N | N | N | ""
12082 | 611294-0000 | Mata Bor | Drill bit | 2022-02-13 19:32:43 | 0 | Pcs | 45000 | 0000 | IDR | General | 0 | 0 | Material | N | N | N | ""
11858 | 611204-0000 | Mata Bor Spiral dia.40 cm | Spiral Drill Bit dia.40 cm | 2021-09-19 15:27:32 | 0 | Unit | 70000 | 0000 | IDR | General | 0 | 0 | Material | N | N | N | ""
12545 | 611341-0000 | Mata Bor Spiral dia.60 cm | Spiral Drill Bit dia.60 cm | 2024-12-19 17:37:48 | 0 | Unit | 5000000 | 0000 | IDR | General | 0 | 0 | Material | N | N | N | ""
12439 | 611339-0000 | Mata Bor Spiral dia.60 cm | Spiral Drill Bit dia.60 cm | 2024-08-28 10:14:32 | 0 | Set | 3500000 | 0000 | IDR | General | 0 | 0 | Material | N | N | N | ""
11406 | 611153-0000 | mata cutting wheel 14 inchi | 14 inch cutting wheel | 2019-07-10 11:21:35 | 0 | Pack | 35000 | 0000 | IDR | General | 0 | 0 | Material | N | N | N | ""
11405 | 611152-0000 | mata cutting wheel 4 inchi | 4 inch cutting wheel | 2019-07-10 11:19:59 | 0 | Pack | 90000 | 0000 | IDR | General | 0 | 0 | Material | N | N | N | ""
10644 | 611105-0000 | Mata Gerinda | Grinding Wheel | 2017-06-16 14:26:10 | 0 | Pcs | 8000 | 0000 | IDR | General | 0 | 0 | Material | N | N | N | ""
12235 | 111652-0000 | Mata Gerinda 7 Inch | 7 Inch Grinding Wheel | 2023-04-03 19:01:40 | 0 | Pcs | 90000 | 0000 | IDR | General | 0 | 0 | Material | N | N | N | ""
11752 | 211323-0000 | Mata Gerindra | Gerindra's Eyes | 2021-01-29 10:20:41 | 0 | Box | 72727.28 | 0000 | IDR | General | 0 | 0 | Material | N | N | N | ""
11754 | 211324-0000 | Mata Gerindra Amplas | Sandpaper Grinding Wheel | 2021-01-29 10:36:34 | 0 | Pcs | 55000 | 0000 | IDR | General | 0 | 0 | Material | N | N | N | ""
12081 | 611293-0000 | Mata Potong Batu | Stone Cutting Blade | 2022-02-13 19:29:53 | 0 | Pcs | 101000 | 0000 | IDR | General | 0 | 0 | Material | N | N | N | ""
11992 | 611260-0000 | Mata shock torsi 19mm | 19mm torsion shock eye | 2021-12-08 17:51:23 | 0 | Pcs | 55000 | 0000 | IDR | General | 0 | 0 | Material | N | N | N | ""
11993 | 611261-0000 | Mata shock torsi 22mm | 22mm torsion shock eye | 2021-12-08 17:51:58 | 0 | Pcs | 55000 | 0000 | IDR | General | 0 | 0 | Material | N | N | N | ""
11994 | 611262-0000 | Mata shock torsi 24mm | 24mm torsion shock eye | 2021-12-08 17:53:00 | 0 | Pcs | 135000 | 0000 | IDR | General | 0 | 0 | Material | N | N | N | ""
11995 | 611263-0000 | Mata shock torsi 27mm | 27mm torsion shock eye | 2021-12-08 17:53:55 | 0 | Pcs | 60000 | 0000 | IDR | General | 0 | 0 | Material | N | N | N | ""
11996 | 611264-0000 | Mata shock torsi 30mm | 30mm torsion shock eye | 2021-12-08 17:54:40 | 0 | Pcs | 55000 | 0000 | IDR | General | 0 | 0 | Material | N | N | N | ""
11997 | 611265-0000; 611266-0000 | Mata shock torsi 32mm | 32mm torsion shock eye | 2021-12-08 17:55:25 | 0 | Pcs | 195000 | 0000 | IDR | General | 0 | 0 | Material | N | N | N | ""
11999 | 611267-0000 | Mata shock torsi 36mm | 36mm torsion shock eye | 2021-12-08 17:57:14 | 0 | Pcs | 275000 | 0000 | IDR | General | 0 | 0 | Material | N | N | N | ""
8177 | 424023-0000 | Material BCTR-ROCK Galian batu masif miniman 110 cm panjang minimum 5 m di cor beton 123 tebal 30 cm dengan marking post | BCTR-ROCK Material: Massive rock excavation with a minimum thickness of 110 cm and a minimum length of 5 m, cast in concrete with a thickness of 123 cm with marking posts. | 2013-07-10 14:21:47 | 0 | Mtr | 25000 | 0000 | IDR | General | 25000 | 9982 | Material | N | N | N | ""
10221 | 111368-0000 | Material besi dan baja, CNP 150.50.25 | Iron and steel materials, CNP 150.50.25 | 2016-06-30 08:16:18 | 0 | Kg | 0 | 0000 |  | General | 0 | 0 | Material | N | N | N | ""
10220 | 111367-0000 | Material besi dan baja, IWF 200.100.5,5.8 | Iron and steel materials, IWF 200.100.5,5.8 | 2016-06-30 07:46:14 | 0 | Kg | 0 | 0000 |  | General | 0 | 0 | Material | N | N | N | ""
10667 | 313285-0000 | Material Conductor TAL 660mm2 | Conductor Material TAL 660mm2 | 2017-07-18 14:26:35 | 0 | Mtr | 119000 | 0000 | IDR | General | 0 | 13387 | Material | N | N | N | ""
10197 | 111365-0000 | Material Cor K300 | K300 Cast Material | 2016-05-26 15:00:53 | 0 | M3 | 815000 | 0000 | IDR | General | 0 | 0 | Material | N | N | N | ""
8339 | 111026-0000 | Material Formwork (Termasuk paku,kaso,multiplek) | Formwork Material (Including nails, rafters, plywood) | 2013-08-02 14:48:05 | 0 | M3 | 6800000 | 0000 | IDR | General | 130000 | 10101 | Material | N | N | N | ""
9344 | 111297-0000 | Material Handhole Type HH2 | Handhole Material Type HH2 | 2016-02-10 15:26:01 | 0 | Pcs | 3775175 | 0000 | IDR | General | 3000000 | 11841 | Material | N | N | N | ""
11182 | 111491-0000 | Material Partisi Ruangan | Room Partition Materials | 2018-10-19 10:05:33 | 0 | Ls | 3882500 | 0000 | IDR | General | 0 | 0 | Material | N | N | N | ""
9033 | 111269-0000 | Material Pondasi Bored Pile Dia. 50cm termasuk Mob Demob, Besi Beton, Mix Design, dan Test Kubus | Bored Pile Foundation Materials Dia. 50cm including Mob Demob, Reinforced Concrete, Mix Design, and Test Cube | 2014-10-28 10:36:25 | 0 | Mtr | 859625 | 0000 | IDR | General | 190985383 | 11950 | Material | N | N | N | ""
9034 | 111270-0000 | Material Pondasi Bored Pile Dia. 60cm termasuk Mob Demob, Besi Beton, Mix Design, dan Test Kubus | Bored Pile Foundation Materials Dia. 60cm including Mob Demob, Reinforced Concrete, Mix Design, and Test Cube | 2014-10-28 10:37:17 | 0 | Mtr | 971300 | 0000 | IDR | General | 254443546.42 | 11950 | Material | N | N | N | ""
9353 | 111298-0000 | Material Pondasi ODC | ODC Foundation Material | 2016-02-10 15:26:17 | 0 | Set | 0 | 0000 | IDR | General | 0 | 11806 | Material | N | N | N | ""
9354 | 111299-0000 | Material Pondasi Tiang | Pile Foundation Material | 2016-02-10 15:26:35 | 0 | Set | 0 | 0000 | IDR | General | 0 | 11806 | Material | N | N | N | ""
9032 | 111268-0000 | Material Pondasi Tower termasuk Mob Demob, Besi Beton, Mix Design, dan Test Kubus | Tower Foundation Materials including Mob Demob, Reinforced Concrete, Mix Design, and Test Cube | 2014-10-28 10:35:16 | 0 | M3 | 3134348 | 0000 | IDR | General | 154142118.43 | 11950 | Material | N | N | N | ""
10179 | 111360-0000 | Material Pondasi Tower Tipe AA | AA Type Tower Foundation Material | 2017-08-09 21:22:03 | 0 | M3 | 3900000 | 0000 | IDR | General | 0 | 13252 | Material | N | N | N | ""
10300 | 111372-0000 | Material Pondasi Tower Tipe AA2-1 | Tower Foundation Material Type AA2-1 | 2016-09-08 12:50:44 | 0 | Set | 28842680 | 0000 | IDR | General | 0 | 13252 | Material | N | N | N | ""
10302 | 111373-0000 | Material Pondasi Tower Tipe AA2-2 | Tower Foundation Material Type AA2-2 | 2016-09-08 12:53:51 | 0 | Set | 119337000 | 0000 | IDR | General | 0 | 0 | Material | N | N | N | ""
10304 | 111374-0000 | Material Pondasi Tower Tipe AA3 | Tower Foundation Material Type AA3 | 2016-09-08 12:55:43 | 0 | Set | 144715800 | 0000 | IDR | General | 0 | 0 | Material | N | N | N | ""
10306 | 111375-0000 | Material Pondasi Tower Tipe AA3W-1 | Tower Foundation Material Type AA3W-1 | 2016-09-08 13:00:56 | 0 | Set | 294395200 | 0000 | IDR | General | 0 | 0 | Material | N | N | N | ""
10308 | 111376-0000 | Material Pondasi Tower Tipe AA3W-2 | Tower Foundation Material Type AA3W-2 | 2016-09-08 13:02:14 | 0 | Set | 282367700 | 0000 | IDR | General | 0 | 0 | Material | N | N | N | ""
10310 | 111377-0000 | Material Pondasi Tower Tipe AA3W-3 | Tower Foundation Material Type AA3W-3 | 2016-09-08 13:03:14 | 0 | Set | 232940700 | 0000 | IDR | General | 0 | 0 | Material | N | N | N | ""
10312 | 111378-0000 | Material Pondasi Tower Tipe AA3W-4 | Tower Foundation Material Type AA3W-4 | 2016-09-08 13:04:16 | 0 | Set | 294395200 | 0000 | IDR | General | 0 | 0 | Material | N | N | N | ""
10314 | 111379-0000 | Material Pondasi Tower Tipe AA5 | Tower Foundation Material Type AA5 | 2016-09-08 13:20:29 | 0 | Set | 324579400 | 0000 | IDR | General | 0 | 0 | Material | N | N | N | ""
10316 | 111380-0000 | Material Pondasi Tower Tipe AA6-1 | Tower Foundation Material Type AA6-1 | 2016-09-08 13:22:16 | 0 | Set | 57872540 | 0000 | IDR | General | 0 | 0 | Material | N | N | N | ""
10318 | 111381-0000 | Material Pondasi Tower Tipe AA6-2 | Tower Foundation Material Type AA6-2 | 2016-09-08 13:25:00 | 0 | Set | 172228640 | 0000 | IDR | General | 0 | 0 | Material | N | N | N | ""
10320 | 111382-0000 | Material Pondasi Tower Tipe AA6-3 | Tower Foundation Material Type AA6-3 | 2016-09-08 13:29:53 | 0 | Set | 173821540 | 0000 | IDR | General | 0 | 0 | Material | N | N | N | ""
10322 | 111383-0000 | Material Pondasi Tower Tipe AA6-4 | Tower Foundation Material Type AA6-4 | 2016-09-08 13:30:59 | 0 | Set | 148850840 | 0000 | IDR | General | 0 | 0 | Material | N | N | N | ""
10324 | 111384-0000 | Material Pondasi Tower Tipe AA6-5 | Tower Foundation Material Type AA6-5 | 2016-09-08 13:32:08 | 0 | Set | 57872640 | 0000 | IDR | General | 0 | 0 | Material | N | N | N | ""
10326 | 111385-0000 | Material Pondasi Tower Tipe AA6-6 | Tower Foundation Material Type AA6-6 | 2016-09-08 13:33:08 | 0 | Set | 199189640 | 0000 | IDR | General | 0 | 0 | Material | N | N | N | ""
10328 | 111386-0000 | Material Pondasi Tower Tipe AA6-7 | Tower Foundation Material Type AA6-7 | 2016-09-08 13:34:07 | 0 | Set | 57872540 | 0000 | IDR | General | 0 | 0 | Material | N | N | N | ""
10330 | 111387-0000 | Material Pondasi Tower Tipe AA6-8 | Tower Foundation Material Type AA6-8 | 2016-09-08 13:35:06 | 0 | Set | 57872540 | 0000 | IDR | General | 0 | 0 | Material | N | N | N | ""
8632 | 111237-0000 | Material Pondasi Tower Tipe BB1 | Tower Foundation Material Type BB1 | 2016-09-08 13:42:07 | 0 | Set | 115451000 | 0000 | IDR | General | 0 | 11132 | Material | N | N | N | ""
8635 | 111240-0000 | Material Pondasi Tower Tipe BB2 | Tower Foundation Material Type BB2 | 2016-09-08 13:46:28 | 0 | Set | 62757744 | 0000 | IDR | General | 0 | 11132 | Material | N | N | N | ""
8636 | 111241-0000 | Material Pondasi Tower Tipe BB3 | Tower Foundation Material Type BB3 | 2016-09-08 13:48:40 | 0 | Set | 236999900 | 0000 | IDR | General | 0 | 11132 | Material | N | N | N | ""
8637 | 111242-0000 | Material Pondasi Tower Tipe BB3W-1 | Tower Foundation Material Type BB3W-1 | 2016-09-08 13:51:56 | 0 | Set | 175583424 | 0000 | IDR | General | 0 | 11132 | Material | N | N | N | ""
8638 | 111243-0000 | Material Pondasi Tower Tipe BB3W-2 | Tower Foundation Material Type BB3W-2 | 2016-09-08 13:54:38 | 0 | Set | 329042400 | 0000 | IDR | General | 0 | 11132 | Material | N | N | N | ""
8633 | 111238-0000 | Material Pondasi Tower Tipe CC2 | Tower Foundation Material Type CC2 | 2016-09-08 13:58:27 | 0 | Set | 232806900 | 0000 | IDR | General | 0 | 11132 | Material | N | N | N | ""
8639 | 111244-0000 | Material Pondasi Tower Tipe CC5 | Tower Foundation Material Type CC5 | 2016-09-08 14:01:50 | 0 | Set | 647786400 | 0000 | IDR | General | 0 | 11132 | Material | N | N | N | ""
8640 | 111245-0000 | Material Pondasi Tower Tipe CC6 | Tower Foundation Material Type CC6 | 2016-09-08 14:33:22 | 0 | Set | 201591376 | 0000 | IDR | General | 0 | 11132 | Material | N | N | N | ""
8634 | 111239-0000 | Material Pondasi Tower Tipe DD3W | Tower Foundation Material Type DD3W | 2016-09-08 14:08:17 | 0 | Set | 500489100 | 0000 | IDR | General | 0 | 11132 | Material | N | N | N | ""
10347 | 111388-0000 | Material Pondasi Tower Type Aa2 class 5 | Tower Foundation Material Type Aa2 class 5 | 2016-09-30 10:59:10 | 0 | Unit | 0 | 0000 |  | General | 0 | 13123 | Material | N | N | N | ""
10356 | 111391-0000; 111392-0000 | Material Pondasi Type Aa2 class 1 | Foundation Material Type Aa2 class 1 | 2016-09-30 11:00:13 | 0 | Unit | 0 | 0000 |  | General | 0 | 13103 | Material | N | N | N | ""
10362 | 111393-0000 | Material Pondasi Type Aa2 class 4 | Foundation Material Type Aa2 class 4 | 2016-09-30 11:00:50 | 0 | Unit | 0 | 0000 |  | General | 0 | 13103 | Material | N | N | N | ""
10365 | 111394-0000 | Material Pondasi Type Bb2 class 1 | Foundation Material Type Bb2 class 1 | 2016-09-30 11:01:07 | 0 | Unit | 0 | 0000 |  | General | 0 | 13103 | Material | N | N | N | ""
10353 | 111390-0000 | Material Pondasi Type Cc2 class 3 | Foundation Material Type CC2 Class 3 | 2016-09-30 10:59:53 | 0 | Unit | 64125168 | 0000 | IDR | General | 0 | 13103 | Material | N | N | N | ""
10350 | 111389-0000 | Material Pondasi Type Cc2 class 5 | Foundation Material Type CC2 Class 5 | 2016-09-30 10:59:31 | 0 | Unit | 0 | 0000 |  | General | 0 | 13103 | Material | N | N | N | ""
8649 | 111254-0000 | Material Pondasi Type DSP Class 3 Pad and Chimney with Piled | Foundation Material Type DSP Class 3 Pad and Chimney with Piled | 2016-02-10 15:23:33 | 0 | Twr | 0 | 0000 | IDR | General | 0 | 11132 | Material | N | N | N | ""
8641 | 111246-0000 | Material Pondasi Type SSP5 Class 2 Pad and Chimney with Piled | Foundation Material Type SSP5 Class 2 Pad and Chimney with Piled | 2016-02-10 15:13:31 | 0 | Twr | 0 | 0000 | IDR | General | 0 | 11132 | Material | N | N | N | ""
8642 | 111247-0000 | Material Pondasi Type SSP5 Class 3 Pad and Chimney with Piled | Foundation Material Type SSP5 Class 3 Pad and Chimney with Piled | 2016-02-10 15:16:09 | 0 | Twr | 0 | 0000 | IDR | General | 0 | 11132 | Material | N | N | N | ""
8643 | 111248-0000 | Material Pondasi Type TSP15 Class 2 Pad and Chimney with Piled | Foundation Material Type TSP15 Class 2 Pad and Chimney with Piled | 2016-02-10 15:16:59 | 0 | Twr | 0 | 0000 | IDR | General | 0 | 11132 | Material | N | N | N | ""
8644 | 111249-0000 | Material Pondasi Type TSP15 Class 3 Pad and Chimney with Piled | Foundation Material Type TSP15 Class 3 Pad and Chimney with Piled | 2016-02-10 15:19:13 | 0 | Twr | 0 | 0000 | IDR | General | 0 | 11132 | Material | N | N | N | ""
8645 | 111250-0000 | Material Pondasi Type TSP15 Class 5 Pad and Chimney (Enlarged) or Raft with Piled | Foundation Material Type TSP15 Class 5 Pad and Chimney (Enlarged) or Raft with Piled | 2016-02-10 15:19:30 | 0 | Twr | 0 | 0000 | IDR | General | 0 | 11132 | Material | N | N | N | ""
8646 | 111251-0000 | Material Pondasi Type TSP30 Class 2 Pad and Chimney with Piled | Foundation Material Type TSP30 Class 2 Pad and Chimney with Piled | 2016-02-10 15:21:43 | 0 | Twr | 0 | 0000 | IDR | General | 0 | 11132 | Material | N | N | N | ""
8647 | 111252-0000 | Material Pondasi Type TSP30 Class 3 Pad and Chimney with Piled | Foundation Material Type TSP30 Class 3 Pad and Chimney with Piled | 2016-02-10 15:22:35 | 0 | Twr | 0 | 0000 | IDR | General | 0 | 11132 | Material | N | N | N | ""
8648 | 111253-0000 | Material Pondasi Type TSP60 Class 3 Pad and Chimney with Piled | Foundation Material Type TSP60 Class 3 Pad and Chimney with Piled | 2016-02-10 15:22:50 | 0 | Twr | 0 | 0000 | IDR | General | 0 | 11132 | Material | N | N | N | ""
9112 | 111281-0000 | Material selain material utama | Materials other than the main material | 2014-03-14 16:30:29 | 0 | Ls | 35000 | 0000 | IDR | General | 0 | 11633 | Material | N | N | N | ""
9333 | 111296-0000 | Material Shotcrete tebal 10 sd 12 cm, wire mesh dia. 6x150x150 mm | Shotcrete material 10 to 12 cm thick, wire mesh dia. 6x150x150 mm | 2014-06-13 14:51:33 | 0 | M2 | 14000000 | 0000 | IDR | General | 0 | 0 | Material | N | N | N | ""
9321 | 111295-0000 | Material Side ditch, concrete lining U type uk. 40x40 cm | Material Side ditch, concrete lining U type UK. 40x40 cm | 2014-06-12 10:42:08 | 0 | Mtr | 0 | 0000 | IDR | General | 0 | 0 | Material | N | N | N | ""
8344 | 111031-0000 | Material Tanah Merah | Red Soil Material | 2013-08-02 14:53:06 | 0 | M3 | 57500 | 0000 | IDR | General | 0 | 10101 | Material | N | N | N | ""
9930 | 313181-0000 | material Tension String set for OPGW 70 | material Tension String set for OPGW 70 | 2015-06-19 16:11:12 | 0 | Set | 1369725 | 0000 | IDR | General | 0 | 0 | Material | N | N | N | ""
9875 | 313172-0000 | MCB 1 Phase 40A | MCB 1 Phase 40A | 2015-06-03 14:10:28 | 0 | Pcs | 0 | 0000 |  | General | 50000 | 13217 | Material | N | N | N | ""
9222 | 313060-0000 | MCB 10 Ampere | 10 Ampere MCB | 2014-05-12 11:16:34 | 0 | Pcs | 96000 | 0000 | IDR | General | 0 | 0 | Material | N | N | N | ""
9221 | 313059-0000 | MCB 16 Ampere | 16 Ampere MCB | 2014-05-12 11:15:55 | 0 | Pcs | 335000 | 0000 | IDR | General | 0 | 0 | Material | N | N | N | ""
12754 | 313788-0000 | MCB 2P DC C16 S202 with Auxiliary | MCB 2P DC C16 S202 with Auxiliary | 2025-10-21 14:48:48 | 0 | Pcs | 267075.15 | 0000 | IDR | General | 0 | 0 | Material | N | N | N | ""
12755 | 313789-0000 | MCB 2P DC C20 S202 with Auxiliary | MCB 2P DC C20 S202 with Auxiliary | 2025-10-21 14:51:05 | 0 | Pcs | 539944 | 0000 | IDR | General | 0 | 0 | Material | N | N | N | ""
11689 | 313532-0000 | MCB 3 phase 100 A | 3-phase 100 A MCB | 2020-10-13 09:42:23 | 0 | Pcs | 1080000 | 0000 | IDR | General | 0 | 0 | Material | N | N | N | ""
10267 | 313230-0000 | MCB 3 Pole 40 A 400 VAC | MCB 3 Pole 40 A 400 VAC | 2016-07-28 14:48:19 | 0 | Pcs | 1080000 | 0000 | IDR | General | 0 | 0 | Material | N | N | N | ""
9220 | 313058-0000 | MCB 32 Ampere | 32 Ampere MCB | 2014-05-12 11:14:46 | 0 | Pcs | 380000 | 0000 | IDR | General | 0 | 0 | Material | N | N | N | ""
12753 | 313787-0000 | MCB 3P AC C16 S203 with Auxiliary | MCB 3P AC C16 S203 with Auxiliary | 2025-10-21 14:47:28 | 0 | Pcs | 239393.7 | 0000 | IDR | General | 0 | 0 | Material | N | N | N | ""
12752 | 313786-0000 | MCB 3P AC C40 S203 with Auxiliary | MCB 3P AC C40 S203 with Auxiliary | 2025-10-21 14:45:29 | 0 | Pcs | 367600 | 0000 | IDR | General | 0 | 0 | Material | N | N | N | ""
12880 | 211487-0000; 313868-0000 | MCB AC 1P/20A 4.5kA | MCB AC 1P/20A 4.5kA | 2026-01-09 18:54:44 | 0 | Pcs | 0 | 0000 |  | General | 0 | 0 | Material | N | N | N | ""
12742 | 313776-0000 | MCB AC 2P/10A with Aux | MCB AC 2P/10A with Aux | 2025-10-09 21:52:39 | 0 | Mtr | 0 | 0000 |  | General | 0 | 0 | Material | N | N | N | ""
12743 | 313777-0000 | MCB AC 2P/10A with Aux | MCB AC 2P/10A with Aux | 2025-10-09 21:53:27 | 0 | Pcs | 0 | 0000 |  | General | 0 | 0 | Material | N | N | N | ""
12748 | 313782-0000 | MCB AC 2P/10A with Aux A9A26924 | MCB AC 2P/10A with Aux A9A26924 | 2025-10-09 22:04:09 | 0 | Pcs | 92610 | 0000 | IDR | General | 0 | 0 | Material | N | N | N | ""
12747 | 313781-0000 | MCB AC 2P/10A with Aux A9F44210 | MCB AC 2P/10A with Aux A9F44210 | 2025-10-09 22:03:42 | 0 | Pcs | 222783.75 | 0000 | IDR | General | 0 | 0 | Material | N | N | N | ""
12878 | 313866-0000 | MCB AC 2P/20A 6kA | MCB AC 2P/20A 6kA | 2026-01-09 18:43:05 | 0 | Pcs | 0 | 0000 |  | General | 0 | 0 | Material | N | N | N | ""
12879 | 313867-0000 | MCB AC 3P/50A 10 kA | MCB AC 3P/50A 10 kA | 2026-01-09 18:49:22 | 0 | Pcs | 0 | 0000 |  | General | 0 | 0 | Material | N | N | N | ""
11688 | 313531-0000 | MCB DC 2 Pole/Phasa 50 A | MCB DC 2 Pole/Phase 50 A | 2020-10-13 09:34:05 | 0 | Pcs | 375000 | 0000 | IDR | General | 0 | 0 | Material | N | N | N | ""
12883 | 313870-0000 | MCB DC 2P/20A | MCB DC 2P/20A | 2026-01-09 19:09:56 | 0 | Pcs | 0 | 0000 |  | General | 0 | 0 | Material | N | N | N | ""
12745 | 313779-0000; 313780-0000; 313778-0000 | MCB DC 2P/6A with Aux | MCB DC 2P/6A with Aux | 2025-10-09 21:55:00 | 0 | Pcs | 0 | 0000 |  | General | 0 | 0 | Material | N | N | N | ""
12750 | 313784-0000 | MCB DC 2P/6A with Aux A9N26924 | MCB DC 2P/6A with Aux A9N26924 | 2025-10-09 22:05:18 | 0 | Pcs | 0 | 0000 |  | General | 0 | 0 | Material | N | N | N | ""
12749 | 313783-0000 | MCB DC 2P/6A with Aux A9N61526 | MCB DC 2P/6A with Aux A9N61526 | 2025-10-09 22:04:46 | 0 | Pcs | 795690 | 0000 | IDR | General | 0 | 0 | Material | N | N | N | ""
12528 | 313690-0000 | MCB-AC 2P/10A 6 kA | MCB-AC 2P/10A 6 kA | 2024-12-02 15:19:06 | 0 | Unit | 0 | 0000 |  | General | 0 | 0 | Material | N | N | N | ""
12484 | 313670-0000 | MCB-AC 2P/10A 6 kA with Aux | MCB-AC 2P/10A 6 kA with Aux | 2024-11-07 14:22:12 | 0 | Unit | 515300 | 0000 | IDR | General | 0 | 0 | Material | N | N | N | ""
12534 | 313696-0000 | MCB-AC 2P/16A 6kA | MCB-AC 2P/16A 6kA | 2024-12-02 15:47:10 | 0 | Unit | 282736 | 0000 | IDR | General | 0 | 0 | Material | N | N | N | ""
12494 | 313680-0000; 313684-0000 | MCB-AC 2P/16A 6kA with Aux | MCB-AC 2P/16A 6kA with Aux | 2024-11-07 15:20:53 | 0 | Unit | 235613 | 0000 | IDR | General | 0 | 0 | Material | N | N | N | ""
12533 | 313695-0000 | MCB-AC 2P/2A 6kA | MCB-AC 2P/2A 6kA | 2024-12-02 15:43:43 | 0 | Unit | 339282 | 0000 | IDR | General | 0 | 0 | Material | N | N | N | ""
12492 | 313678-0000 | MCB-AC 2P/2A 6kA with Aux | MCB-AC 2P/2A 6kA with Aux | 2024-11-07 15:19:42 | 0 | Unit | 282735 | 0000 | IDR | General | 0 | 0 | Material | N | N | N | ""
12529 | 313691-0000 | MCB-AC 2P/6A 6kA | MCB-AC 2P/6A 6kA | 2024-12-02 15:21:22 | 0 | Unit | 283044 | 0000 | IDR | General | 0 | 0 | Material | N | N | N | ""
12493 | 313679-0000 | MCB-AC 2P/6A 6kA with Aux | MCB-AC 2P/6A 6kA with Aux | 2024-11-07 15:20:13 | 0 | Unit | 235870 | 0000 | IDR | General | 0 | 0 | Material | N | N | N | ""
12592 | 313731-0000 | MCB-AC 4P/20A 6kA | MCB-AC 4P/20A 6kA | 2025-02-17 14:27:09 | 0 | Set | 0 | 0000 |  | General | 0 | 0 | Material | N | N | N | ""
12530 | 313692-0000 | MCB-AC 4P/20A 6kA | MCB-AC 4P/20A 6kA | 2024-12-02 15:22:57 | 0 | Unit | 537660 | 0000 | IDR | General | 0 | 0 | Material | N | N | N | ""
12495 | 313681-0000 | MCB-AC 4P/20A 6kA with Aux | MCB-AC 4P/20A 6kA with Aux | 2024-11-07 15:21:21 | 0 | Unit | 0 | 0000 |  | General | 0 | 0 | Material | N | N | N | ""
12531 | 313693-0000 | MCB-AC 4P/25A 6kA | MCB-AC 4P/25A 6kA | 2024-12-02 15:24:28 | 0 | Unit | 591426 | 0000 | IDR | General | 0 | 0 | Material | N | N | N | ""
12496 | 313682-0000 | MCB-AC 4P/25A 6kA with Aux | MCB-AC 4P/25A 6kA with Aux | 2024-11-07 15:21:57 | 0 | Unit | 492855 | 0000 | IDR | General | 0 | 0 | Material | N | N | N | ""
12593 | 313732-0000 | MCB-AC 4P/2A 6kA | MCB-AC 4P/2A 6kA | 2025-02-17 18:11:55 | 0 | Pcs | 495650 | 0000 | IDR | General | 0 | 0 | Material | N | N | N | ""
12532 | 313694-0000 | MCB-AC 4P/32A 6kA | MCB-AC 4P/32A 6kA | 2024-12-02 15:24:57 | 0 | Unit | 698958 | 0000 | IDR | General | 0 | 0 | Material | N | N | N | ""
12497 | 313683-0000 | MCB-AC 4P/32A 6kA with Aux | MCB-AC 4P/32A 6kA with Aux | 2024-11-07 15:22:21 | 0 | Unit | 582465 | 0000 | IDR | General | 0 | 0 | Material | N | N | N | ""
9219 | 313057-0000 | MCCB 50 Ampere | 50 Ampere MCCB | 2014-05-12 11:05:13 | 0 | Pcs | 0 | 0000 | IDR | General | 0 | 0 | Material | N | N | N | ""
9098 | 211039-0000 | MCM Box | MCM Box | 2014-03-14 16:19:21 | 0 | Pcs | 0 | 0000 | IDR | General | 0 | 11633 | Material | N | N | N | ""
12067 | 313562-0000 | MCT c/w Frame, Plate & Cable module | MCT c/w Frame, Plate & Cable module | 2022-01-27 16:19:41 | 0 | Set | 6000000 | 0000 | IDR | General | 0 | 0 | Material | N | N | N | ""
10896 | 129301-0000 | ME Work Grounding SystemGrounding | ME Work Grounding SystemGrounding | 2017-08-04 16:53:14 | 0 | Ls | 888000 | 0000 | IDR | General | 0 | 0 | Material | N | N | N | ""
9858 | 820068-0000 | Medical check up (MCU) | Medical check up (MCU) | 2015-03-17 09:29:57 | 0 | Yr | 445000 | 0000 | IDR | General | 570000 | 0 | Material | N | N | N | ""
9867 | 820076-0000 | Medical Expenses | Medical Expenses | 2015-03-26 15:28:57 | 0 | Ls | 15207380 | 0000 | IDR | General | 12003702 | 0 | Material | N | N | N | ""
10019 | 820083-0000 | Medical In | Medical In | 2015-10-08 09:23:58 | 0 | Ls | 3300000 | 0000 | IDR | General | 0 | 0 | Material | N | N | N | ""
10020 | 820084-0000 | Medical Out | Medical Out | 2015-10-08 09:25:07 | 0 | Ls | 0 | 0000 |  | General | 0 | 0 | Material | N | N | N | ""
11972 | 111616-0000 | Meja Kantor | Office desk | 2021-11-18 09:26:45 | 0 | Pcs | 450000 | 0000 | IDR | General | 0 | 0 | Material | N | N | N | ""
11974 | 810114-0000 | meja luar ruang ( outdoor ) | outdoor table | 2021-11-18 09:30:14 | 0 | Pcs | 949604.5 | 0000 | IDR | General | 0 | 0 | Material | N | N | N | ""
10182 | 313228-0000 | Member Fittment Suspension | Member Fitment Suspension | 2016-05-09 10:06:06 | 0 | Set | 550000 | 0000 | IDR | General | 0 | 0 | Material | N | N | N | ""
10181 | 313227-0000 | Member Fittment Tension | Member Fitment Tension | 2016-05-09 10:04:36 | 0 | Set | 924151 | 0000 | IDR | General | 0 | 0 | Material | N | N | N | ""
10409 | 313256-0000 | Member Fittment Tension Special ( Type 4DD6 ) | Member Fitment Tension Special (Type 4DD6) | 2016-11-17 11:04:46 | 0 | Set | 2150000 | 0000 | IDR | General | 0 | 0 | Material | N | N | N | ""
7729 | 121009-0000 | Membersihkan Lapangan dan Perataan | Field Clearing and Leveling |  | 0 | Service | 3000000 | M2 | IDR | "" | 0 | 0 | Material | N | N | N
9789 | 323110-0000; 313156-0000 | Mercury Vapour Flouresent light 1 x 250 W complete with lighting column 9 m high, fuse box, grounding system and installation of cable conduit and wiring and all accessories and foundation of column | Mercury Vapor Fluorescent light 1 x 250 W complete with lighting column 9 m high, fuse box, grounding system and installation of cable conduit and wiring and all accessories and foundation of column | 2015-02-03 15:08:04 | 0 | Ttk | 0 | 0000 | IDR | General | 0 | 12502 | Material | N | N | N | ""
9790 | 323111-0000; 313157-0000 | Mercury Vapour Flouresent light 1 x 250 W complete with support, fuse box, grounding system and installation of cable conduit and wiring and all accessories for Switchyard | Mercury Vapor Fluorescent light 1 x 250 W complete with support, fuse box, grounding system and installation of cable conduit and wiring and all accessories for Switchyard | 2015-02-03 15:09:08 | 0 | Ttk | 0 | 0000 | IDR | General | 0 | 12502 | Material | N | N | N | ""
10469 | 610003-SAIN | Mesh Shock Joints Conductor ACSR Hawk 200-300 30 kN | Mesh Shock Joints Conductor ACSR Hawk 200-300 30 kN | 2016-12-21 21:11:05 | 0 | Pcs | 305131 | SAIN | IDR | Sahabat Indonesia | 0 | 0 | Material | N | N | N | ""
10468 | 610002-SAIN | Mesh Shock Joints Conductor ACSR Zebra 300-400 30 kN | Mesh Shock Joints Conductor ACSR Zebra 300-400 30 kN | 2016-12-21 21:09:00 | 0 | Pcs | 300000 | SAIN | IDR | Sahabat Indonesia | 0 | 0 | Material | N | N | N | ""
11379 | 810084-0000 | Mesin Cuci AC | AC Washing Machine | 2019-04-26 14:18:52 | 0 | Pcs | 5600000 | 0000 | IDR | General | 0 | 0 | Material | N | N | N | ""
11949 | 611235-0000 | Mesin Diesel 24 HP - Max 26 HP | Diesel Engine 24 HP - Max 26 HP | 2021-10-20 12:28:23 | 0 | Unit | 8500000 | 0000 | IDR | General | 0 | 0 | Material | N | N | N | ""
11846 | 611192-0000 | Mesin Diesel 28-30 Hp | 28-30 Hp Diesel Engine | 2021-09-19 10:05:16 | 0 | Unit | 9729729.73 | 0000 | IDR | General | 0 | 14500 | Material | N | N | N | ""
11784 | 611182-0000 | Mesin Diesel 7-8 HP | 7-8 HP Diesel Engine | 2021-06-10 13:12:04 | 0 | Set | 2999000 | 0000 | IDR | General | 0 | 0 | Material | N | N | N | ""
11957 | 611241-0000 | Mesin Genset 5000 Watt | 5000 Watt Generator | 2021-10-24 19:57:48 | 0 | Unit | 8181818.18 | 0000 | IDR | General | 0 | 0 | Material | N | N | N | ""
11241 | 211192-0000 | Mesin Genset 6000 Watt | 6000 Watt Generator | 2019-01-18 15:55:47 | 0 | Unit | 8500000 | 0000 | IDR | General | 0 | 0 | Material | N | N | N | ""
12092 | 611299-0000 | Mesin Genset 6500 Watt | 6500 Watt Generator | 2022-04-25 15:40:19 | 0 | Unit | 9545454 | 0000 | IDR | General | 0 | 0 | Material | N | N | N | ""
11361 | 611135-0000 | Mesin Las Merek Lakoni 900 watt | Lakoni Brand Welding Machine 900 watt | 2019-04-18 10:45:25 | 0 | Pcs | 727905.41 | 0000 | IDR | General | 0 | 0 | Material | N | N | N | ""
10414 | 611099-0000 | Mesin Molen Beton Kapasitas 50 kg | 50 kg Capacity Concrete Mixer Machine | 2016-11-22 09:55:48 | 0 | Unit | 9360000 | 0000 | IDR | General | 0 | 0 | Material | N | N | N | ""
12018 | 611277-0000 | Mesin Pompa Air 4 Inch | 4 Inch Water Pump Machine | 2022-01-09 12:19:40 | 0 | Unit | 1380000 | 0000 | IDR | General | 0 | 0 | Material | N | N | N | ""
11847 | 611193-0000 | Mesin Pompa Air 6 Inch | 6 Inch Water Pump Machine | 2021-09-19 10:08:10 | 0 | Unit | 300000 | 0000 | IDR | General | 0 | 14500 | Material | N | N | N | ""
10198 | 111366-0000 | Mesin pompa kodok (pompa cor) | Frog pump machine (cast pump) | 2016-05-26 15:08:07 | 0 | Ls | 4800000 | 0000 | IDR | General | 0 | 0 | Material | N | N | N | ""
11952 | 611236-0000 | Mesin Potong Rumput | Lawn mower | 2021-10-20 20:11:37 | 0 | Unit | 2152000 | 0000 | IDR | General | 0 | 0 | Material | N | N | N | ""
11976 | 611248-0000 | Mesin Semprot Air | Water Spray Machine | 2021-11-23 09:58:02 | 0 | Pcs | 0 | 0000 |  | General | 0 | 0 | Material | N | N | N | ""
11845 | 211346-0000 | Mesin Tempel Perahu 4 HP | 4 HP Boat Outboard Engine | 2021-09-15 11:11:35 | 0 | Unit | 12000000 | 0000 | IDR | General | 0 | 0 | Material | N | N | N | ""
11806 | 611186-0000 | Mesin Uji Tekan | Compression Testing Machine | 2021-06-18 21:30:02 | 0 | Unit | 39500000 | 0000 | IDR | General | 0 | 0 | Material | N | N | N | ""
9457 | 211061-0000 | Mesiu Serbuk 90 gr | Gunpowder Powder 90 gr | 2014-09-02 13:25:20 | 0 | Pcs | 72000 | 0000 | IDR | General | 80000 | 11694 | Material | N | N | N | ""
9105 | 111280-0000 | metal work gates | metalwork gates | 2014-03-14 16:26:16 | 0 | Ls | 0 | 0000 | IDR | General | 0 | 11633 | Material | N | N | N | ""
8165 | 424013-0000 | MH-HH2 Pembuatan dan instalasi Handhole HH2, material dan jasa | MH-HH2 Manufacture and installation of HH2 Handhole, materials and services | 2013-07-10 13:50:49 | 0 | Set | 1691007.5 | 0000 | IDR | General | 1041667 | 9982 | Material | N | N | N | ""
11608 | 211295-0000 | Microphone | Microphone | 2020-04-07 18:20:39 | 0 | Pcs | 765000 | 0000 | IDR | General | 0 | 0 | Material | N | N | N | ""
12435 | 660001-0000 | Microwave Oven | Microwave Oven | 2024-08-27 17:03:01 | 0 | Pcs | 2167450 | 0000 | IDR | General | 0 | 0 | Material | N | N | N | ""
10406 | 313255-0000 | Midspan Joint for Conductor 240 / 40 mm2 | Midspan Joint for Conductor 240 / 40 mm2 | 2016-11-15 10:27:53 | 0 | Set | 380700 | 0000 | IDR | General | 0 | 0 | Material | N | N | N | ""
12319 | 211461-0000 | Midspan Joint For Conductor ACSR 250 mm2 | Midspan Joint For Conductor ACSR 250 mm2 | 2024-04-26 23:31:12 | 0 | Set | 344633 | 0000 | IDR | General | 0 | 0 | Material | N | N | N | ""
12540 | 323230-0000 | Miscellaneous Item For Wiring Internal Panel Telecommunication | Miscellaneous Item For Wiring Internal Telecommunication Panel | 2024-12-02 17:09:53 | 0 | SS | 6000000 | 0000 | IDR | General | 0 | 0 | Material | N | N | N | ""
12541 | 313698-0000 | Miscellaneous Item For Wiring Internal Panel Telecommunication | Miscellaneous Item For Wiring Internal Telecommunication Panel | 2024-12-02 17:11:19 | 0 | Set | 0 | 0000 |  | General | 0 | 0 | Material | N | N | N | ""
9714 | 611039-0000 | Miscellaneus | Miscellaneous | 2015-02-02 19:04:12 | 0 | Ls | 1200000 | 0000 | IDR | General | 0 | 12502 | Material | Y | Y | N | PIC tidak paham mengenai pengkdoean product id
11348 | 710001-MITS | Mitshubishi Strada CR 2.8 AM DC GLX (4x4) M/T | Mitsubishi Strada CR 2.8 AM DC GLX (4x4) M/T | 2019-04-05 17:16:04 | 0 | Unit | 170000000 | MITS | IDR | MITSUBISHI | 0 | 0 | Material | N | N | N | ""
11245 | 610001-MITS | Mitsubishi Fuso FN 517ML2 Incl Ferrari Articulated Crane F238 A3 NON CE | Mitsubishi Fuso FN 517ML2 Incl Ferrari Articulated Crane F238 A3 NON CE | 2019-02-04 16:03:04 | 0 | Unit | 437457500 | MITS | IDR | MITSUBISHI | 0 | 0 | Material | N | N | N | ""
12217 | 710010-0000 | Mobil Mitsubishi Triton 4WD | Mitsubishi Triton 4WD | 2023-03-23 09:47:57 | 0 | Unit | 0 | 0000 |  | General | 0 | 0 | Material | N | N | N | ""
8346 | 720003-0000 | Mobilisasi - demobilisasi | Mobilization - demobilization | 2013-08-02 14:55:56 | 0 | Ls | 16000000 | 0000 | IDR | General | 55000000 | 10101 | Material | N | N | N | ""
9460 | 720022-0000 | Mobilisasi - demobilisasi (IBC Project) | Mobilization - demobilization (IBC Project) | 2014-09-03 09:40:37 | 200000 | Ls | 200000 | 0000 | IDR | General | 200000 | 11694 | Material | Y | N | N | ""
10158 | 129137-0000 | Mobilisasi-Demobilisasi | Mobilization-Demobilization | 2016-02-22 13:55:04 | 0 | Ls | 1800000 | 0000 | IDR | General | 0 | 0 | Material | N | N | N | ""
11609 | 211296-0000 | Modem Wifi | Wifi Modem | 2020-04-07 18:21:21 | 0 | Pcs | 805100 | 0000 | IDR | General | 0 | 0 | Material | N | N | N | ""
11133 | 620023-0000 | Modifikasi knalpot Genset Deutz 200 kVA | Modification of the exhaust of the Deutz 200 kVA generator | 2018-07-30 11:35:18 | 0 | Set | 0 | 0000 |  | General | 0 | 0 | Material | N | N | N | ""
10653 | 111417-0000 | modifikasi pole telko | telecommunication pole modification | 2017-06-21 15:29:58 | 0 | Kg | 3700000 | 0000 | IDR | General | 0 | 0 | Material | N | N | N | ""
7645 | 310039-0000 | Modul UPS | UPS Module |  | 0 | Pcs | 3380000 | Gener | IDR | "" | 0 | 0 | Material | N | N | N
7668 | 310062-TYCO | Module Rectifier NP1500 | NP1500 Rectifier Module |  | 0 | Pcs | 0 | Tyco | "" | "" | 0 | 0 | Material | N | N | N
11293 | 211243-0000 | Mold cleaning tool | Mold cleaning tool | 2019-02-11 15:02:13 | 0 | Pcs | 7.33 | 0000 | USD | General | 0 | 14049 | Material | N | N | N | ""
11819 | 620036-0000 | Molen Listrik 200 Liter | 200 Liter Electric Mixer | 2021-08-05 14:15:39 | 0 | Unit | 4200000 | 0000 | IDR | General | 0 | 0 | Material | N | N | N | ""
10945 | 611112-0000 | Monitor panel | Monitor panel | 2017-09-11 16:54:04 | 0 | Pcs | 1590000 | 0000 | IDR | General | 0 | 0 | Material | N | N | N | ""
12077 | 910011-0000 | Monitor PC/TV 22-24 inch | 22-24 inch PC/TV monitor | 2022-02-04 10:38:15 | 0 | Pcs | 2050000 | 0000 | IDR | General | 0 | 0 | Material | N | N | N | ""
12075 | 111626-0000 | Mortar | Mortar | 2022-01-30 21:18:50 | 0 | M3 | 750000 | 0000 | IDR | General | 0 | 0 | Material | N | N | N | ""
12219 | 111644-0000 | Mortar (25 Kg) | Mortar (25 Kg) | 2023-03-25 14:27:40 | 0 | Zak | 0 | 0000 |  | General | 0 | 0 | Material | N | N | N | ""
12230 | 111651-0000 | Mortar (40 kg) | Mortar (40 kg) | 2023-03-25 22:35:18 | 0 | Zak | 100000 | 0000 | IDR | General | 0 | 0 | Material | N | N | N | ""
12220 | 111645-0000 | Mortar (50 Kg) | Mortar (50 Kg) | 2023-03-25 14:29:34 | 0 | Zak | 100000 | 0000 | IDR | General | 0 | 0 | Material | N | N | N | ""
10711 | 129230-0000 | Mortar beton | Concrete mortar | 2017-08-03 18:19:32 | 0 | M2 | 318000 | 0000 | IDR | General | 0 | 0 | Material | N | N | N | ""
11100 | 810050-0000 | Motor Kawasaki KLX 150 | Kawasaki KLX 150 Motorcycle | 2018-05-03 17:44:45 | 0 | Unit | 0 | 0000 |  | General | 0 | 0 | Material | N | N | N | ""
11101 | 810051-0000 | Motor Supra X 125 | Supra X 125 Motorcycle | 2018-05-03 17:47:37 | 0 | Unit | 0 | 0000 |  | General | 0 | 0 | Material | N | N | N | ""
8381 | 820012-0000 | Motorcycle Rent | Motorcycle Rental | 2013-08-20 11:28:15 | 0 | Mth | 800000 | 0000 | IDR | General | 1000000 | 10301 | Material | N | N | N | ""
12121 | 611304-0000 | Mould Fee | Mold Fee | 2022-07-13 11:09:56 | 0 | Pcs | 0 | 0000 |  | General | 0 | 0 | Material | N | N | N | ""
12123 | 221056-0000 | Mould Fee | Mold Fee | 2022-07-13 11:16:08 | 0 | Ls | 616 | 0000 | USD | General | 0 | 0 | Material | N | N | N | ""
9464 | 413090-0000 | Mounting Bracket for Antenna | Mounting Bracket for Antenna | 2018-07-26 13:26:12 | 0 | Pcs | 1500000 | 0000 | IDR | General | 75000 | 14478 | Material | N | N | N | ""
10658 | 111422-0000 | Mounting Bracket for Splitter | Mounting Bracket for Splitter | 2017-07-05 16:19:46 | 0 | Pcs | 0 | 0000 |  | General | 0 | 0 | Material | N | N | N | ""
9480 | 211064-0000 | Mounting Bracket Tray W150 | Mounting Bracket Tray W150 | 2015-09-07 11:33:19 | 0 | Pcs | 40000 | 0000 | IDR | General | 12000 | 14036 | Material | N | N | N | ""
9481 | 211065-0000 | Mounting Bracket Tray W300 | Mounting Bracket Tray W300 | 2014-10-01 15:30:26 | 0 | Pcs | 0 | 0000 | IDR | General | 0 | 11973 | Material | N | N | N | ""
10447 | 810031-0000 | Mouse | Mouse | 2016-12-13 11:34:32 | 0 | Pcs | 55000 | 0000 | IDR | General | 0 | 0 | Material | N | N | N | ""
9595 | 720029-0000 | Moving Excavator | Moving Excavator | 2015-01-16 09:30:28 | 0 | Rit | 1500000 | 0000 | IDR | General | 0 | 12510 | Material | N | N | N | ""
8249 | 423016-0000 | MSAN Migration Service (Solution Planning, Design, Monitoring, Gurantee, Analysis Report) | MSAN Migration Service (Solution Planning, Design, Monitoring, Guarantee, Analysis Report) | 2013-07-26 13:20:45 | 0 | Set | 0 | 0000 | IDR | General | 0 | 9991 | Material | N | N | N | ""
8259 | 424024-0000 | MSAN Migration Service (Solution Planning, Design, Monitoring, Gurantee, Analysis Report) | MSAN Migration Service (Solution Planning, Design, Monitoring, Guarantee, Analysis Report) | 2013-07-28 10:35:58 | 0 | Core | 0 | 0000 | IDR | General | 0 | 9991 | Material | N | N | N | ""
10035 | 410074-PACI | Multiband Matrix Combiner 4 in 4out, 800-2700MHz (Din Connector) | Multiband Matrix Combiner 4 in 4out, 800-2700MHz (Din Connector) | 2015-10-28 10:27:39 | 0 | Pcs | 5900898.57 | PACI | IDR | PACIFIC WAVE | 0 | 0 | Material | N | N | N | ""
9139 | 410001-Whub | Multiband Matrix Combiner 4in 4out, 800-2700 MHz | Multiband Matrix Combiner 4in 4out, 800-2700 MHz | 2014-04-18 06:47:07 | 0 | Pcs | 3000000 | Whub | IDR | Winhub | 415 | 11313 | Material | N | N | N | ""
10700 | 111450-0000 | Multiflex 12 mm | Multiflex 12 mm | 2017-08-02 10:37:33 | 0 | Pcs | 140000 | 0000 | IDR | General | 0 | 0 | Material | N | N | N | ""
8126 | 111006-0000 | Multiflex 6 mm | Multiflex 6 mm |  | 0 | pcs | 48000 | 0000 | IDR |  | 0 | 0 |  | N | N | N
8214 | 111012-0000 | Multiflex 9 mm | Multiflex 9 mm | 2013-07-18 11:37:00 | 0 | Pcs | 96800 | 0000 | IDR | General | 97500 | 9982 | Material | N | N | N | ""
1276 | 1001140 | Multiplex 12 mm | 12mm Multiplex |  | 0 | Lbr | 135138.92 | "" | IDR | "" | 230000 | 0 | Material | N | Y | N
11065 | 313409-0000 | Multiplexer - include SDH Multiplexer ( spare margin 6 dB ), PDH Multiplexer, Interface Multiplexer, MDF (Main Distribution Frame),Panel 220 x 65 x 60 cm | Multiplexer - includes SDH Multiplexer (6 dB spare margin), PDH Multiplexer, Interface Multiplexer, MDF (Main Distribution Frame), Panel 220 x 65 x 60 cm | 2018-03-16 15:46:39 | 0 | lot | 40000000 | 0000 | IDR | General | 0 | 0 | Material | N | N | N | ""
12427 | 413213-0000 | Multiplexer SDH Include PDH | SDH Multiplexer Includes PDH | 2024-07-31 07:38:41 | 0 | Set | 405730000 | 0000 | IDR | General | 0 | 0 | Material | N | N | N | ""
9992 | 413152-0000 | Mur As drat (hanger rod) M12 x 300 mm | Axle nut (hanger rod) M12 x 300 mm | 2015-09-23 09:39:15 | 0 | Pcs | 3450 | 0000 | IDR | General | 3500 | 14425 | Material | N | N | N | ""
11487 | 111536-0000 | mur baut M20x85 | M20x85 bolts and nuts | 2019-09-03 12:57:51 | 0 | Pcs | 15100 | 0000 | IDR | General | 0 | 0 | Material | N | N | N | ""
11503 | 111544-0000; 111545-0000 | mur baut M24 x 60 | M24 x 60 bolts and nuts | 2019-09-09 17:22:13 | 0 | Pcs | 0 | 0000 |  | General | 0 | 0 | Material | N | N | N | ""
11502 | 111543-0000 | mur baut M24 x 65 | M24 x 65 bolts and nuts | 2019-09-09 17:19:07 | 0 | Pcs | 21940 | 0000 | IDR | General | 0 | 0 | Material | N | N | N | ""
11501 | 111542-0000 | mur baut M24 x 80 | M24 x 80 bolts and nuts | 2019-09-09 17:18:06 | 0 | Pcs | 8069 | 0000 | IDR | General | 0 | 0 | Material | N | N | N | ""
11500 | 111541-0000 | mur baut M24 x 90 | M24 x 90 bolts and nuts | 2019-09-09 17:16:56 | 0 | Pcs | 22190 | 0000 | IDR | General | 0 | 0 | Material | N | N | N | ""
11488 | 111537-0000 | mur baut M24x100 | M24x100 bolts and nuts | 2019-09-03 12:59:06 | 0 | Pcs | 23178 | 0000 | IDR | General | 0 | 0 | Material | N | N | N | ""
9197 | 211042-0000 | Mur-Baut for jointing tray | Nuts and Bolts for jointing tray | 2015-04-30 16:42:40 | 0 | Set | 1000 | 0000 | IDR | General | 1000 | 12893 | Material | N | N | N | ""
12050 | 313550-0000 | MV Switchgear Panel | MV Switchgear Panel | 2022-01-27 15:39:23 | 0 | Set | 575000000 | 0000 | IDR | General | 0 | 0 | Material | N | N | N | ""
12635 | 313737-0000 | Name Plate Bay Line | Name Plate Bay Line | 2025-05-10 10:15:44 | 0 | Pcs | 130074.39 | 0000 | IDR | General | 0 | 0 | Material | N | N | N | ""
12634 | 313736-0000 | Name Plate Fase | Name Plate Phase | 2025-05-10 10:11:19 | 0 | Pcs | 216790.65 | 0000 | IDR | General | 0 | 0 | Material | N | N | N | ""
10449 | 810033-0000 | NAS TS-431 | NAS TS-431 | 2016-12-13 11:35:26 | 0 | Pcs | 5300000 | 0000 | IDR | General | 0 | 0 | Material | N | N | N | ""
10149 | 313225-0000 | NCT Ring Type. Ratio 150-300/1 A,Â Class PX, Vk>300V, lexe 30mA Vk/2 | NCT Ring Type. Ratio 150-300/1 A,Â Class PX, Vk>300V, lexe 30mA Vk/2 | 2016-02-16 17:29:25 | 0 | Unit | 16338000 | 0000 | IDR | General | 0 | 13658 | Material | N | N | N | ""
12543 | 611340-0000 | Nepel Tremy Dia 6 Inch Draad 3 Gg | Nepel Tremy Dia 6 Inch Draad 3 Gg | 2024-12-04 11:08:52 | 0 | Pcs | 750000 | 0000 | IDR | General | 0 | 0 | Material | N | N | N | ""
11584 | 611165-0000 | Network Switch | Network Switch | 2020-03-02 11:37:13 | 0 | Pcs | 9803700 | 0000 | IDR | General | 0 | 0 | Material | N | N | N | ""
12656 | 313753-0000 | Neutral Current Transfomer (NCT) 150 kV for Unbalance Relay, (0.1kA.1s), 31 mm/kV, ratio 1/1A | Neutral Current Transfomer (NCT) 150 kV for Unbalance Relay, (0.1kA.1s), 31 mm/kV, ratio 1/1A | 2025-06-21 07:47:37 | 0 | Set | 86250000 | 0000 | IDR | General | 0 | 0 | Material | N | N | N | ""
9681 | 111315-0000 | Neutral Grounding Resistor | Neutral Grounding Resistor | 2015-02-02 18:22:30 | 0 | Unit | 1500000 | 0000 | IDR | General | 0 | 12502 | Material | N | N | N | ""
10219 | 611051-0000 | News Paper | News Paper | 2016-06-24 09:08:23 | 0 | Mth | 0 | 0000 |  | General | 0 | 0 | Material | N | N | N | ""
9696 | 111327-0000 | NGR | NGR | 2015-02-02 18:41:42 | 0 | Unit | 6558559 | 0000 | IDR | General | 0 | 12502 | Material | N | N | N | ""
12852 | 313847-0000 | NGR 20/V3 kV, 1000 A, 10 sec, 12 ohm, include 24 kV CT 1000-2000/1, Cl 5P20, 20 VA and 24 kV CT 1000-2000/1, Cl PX | NGR 20/V3 kV, 1000 A, 10 sec, 12 ohm, includes 24 kV CT 1000-2000/1, Cl 5P20, 20 VA and 24 kV CT 1000-2000/1, Cl PX | 2025-12-26 17:41:20 | 0 | Unit | 285000000 | 0000 | IDR | General | 0 | 0 | Material | N | N | N | ""
10150 | 313226-0000 | NGR 70/V3 kV, 205A,30 sec. 200 ohm, include 24 kV CT 1000-2000/1, Cl 5P20, 20VA and 24 kV CT1000-2000/1, Cl X | NGR 70/V3 kV, 205A,30 sec. 200 ohm, includes 24 kV CT 1000-2000/1, Cl 5P20, 20VA and 24 kV CT1000-2000/1, Cl | 2016-02-17 13:42:56 | 0 | Unit | 395766000 | 0000 | IDR | General | 0 | 13658 | Material | N | N | N | ""
12119 | 111639-0000 | Nok Atap Corrugated Zinc Allumunium L 300 mm T 0.70 mm | Zinc Allumunium Corrugated Roof Top L 300 mm H 0.70 mm | 2022-06-30 20:51:59 | 0 | Ml | 43797.5 | 0000 | IDR | General | 0 | 0 | Material | N | N | N | ""
12118 | 111638-0000 | Nok Atap Corrugated Zinc Allumunium L 300 mm T 0.75 mm | Zinc Allumunium Corrugated Roof Top L 300 mm H 0.75 mm | 2022-06-30 20:49:56 | 0 | Ml | 19819.82 | 0000 | IDR | General | 0 | 0 | Material | N | N | N | ""
12139 | 111643-0000 | Nok Atap Corrugated ZincCoated Steel L 300 mm T 0.75 mm | Corrugated ZincCoated Steel Rooftop L 300 mm H 0.75 mm | 2022-08-11 15:45:45 | 0 | Ml | 89250 | 0000 | IDR | General | 0 | 0 | Material | N | N | N | ""
7712 | 210043-0000 | NP Shelf Module | NP Shelf Module |  | 0 | Pcs | 0 | Gener | "" | "" | 0 | 0 | Material | N | N | N
10888 | 129295-0000 | Number and phase plate | Number and phase plate | 2017-08-04 16:18:02 | 0 | Pcs | 1150000 | 0000 | IDR | General | 0 | 0 | Material | N | N | N | ""
8590 | 111232-0000 | Number Plate & Phase Plate with fixing facilities (2 sets per tower/steelpole) | Number Plate & Phase Plate with fixing facilities (2 sets per tower/steelpole) | 2013-10-04 08:07:02 | 0 | Twr | 625000 | 0000 | IDR | General | 0 | 11132 | Material | N | N | N | ""
12110 | 211422-0000 | Number Plate & Phase Plate with fixing facilities (2 sets per tower/steelpole) Ukr 200 mm x 300 mm | Number Plate & Phase Plate with fixing facilities (2 sets per tower/steelpole) Ukr 200 mm x 300 mm | 2022-06-28 12:08:16 | 0 | Twr | 320500 | 0000 | IDR | General | 0 | 0 | Material | N | N | N | ""
11088 | 313414-0000 | Number Plate with fixing facilities | Number Plate with fixing facilities | 2018-04-05 17:46:53 | 0 | Pcs | 312500 | 0000 | IDR | General | 0 | 0 | Material | N | N | N | ""
12114 | 211424-0000 | Number Plate with fixing facilities Ukr 200 mm x 300 mm | Number Plate with fixing facilities Ukr 200 mm x 300 mm | 2022-06-28 13:43:23 | 0 | Pcs | 150000 | 0000 | IDR | General | 0 | 0 | Material | N | N | N | ""
11901 | 211378-0000 | Nut Coupling 1-8 | Nut Coupling 1-8 | 2021-09-23 21:15:07 | 0 | Pcs | 4.77 | 0000 | USD | General | 0 | 0 | Material | N | N | N | ""
11879 | 211357-0000 | Nut M24x3 Hex MTRC galv | Nut M24x3 Hex MTRC galv | 2021-09-23 19:36:28 | 0 | Pcs | 7791 | 0000 | IDR | General | 0 | 0 | Material | N | N | N | ""
12793 | 611349-0000 | NVR 16 Channel | 16 Channel NVR | 2025-11-25 17:15:55 | 0 | Unit | 0 | 0000 |  | General | 0 | 0 | Material | N | N | N | ""
12794 | 611350-0000 | NVR 32 Channel | 32-Channel NVR | 2025-11-25 17:16:38 | 0 | Unit | 0 | 0000 |  | General | 0 | 0 | Material | N | N | N | ""
12792 | 611348-0000 | NVR 8 Channel | 8 Channel NVR | 2025-11-25 17:14:47 | 0 | Unit | 2550000 | 0000 | IDR | General | 0 | 0 | Material | N | N | N | ""
12646 | 313746-0000 | NYCY 10 Core x 2.5/4mm2 1kV | NYCY 10 Core x 2.5/4mm2 1kV | 2025-05-26 12:49:40 | 0 | Mtr | 0 | 0000 |  | General | 0 | 0 | Material | N | N | N | ""
12451 | 313664-0000 | NYCY 12 Core x 2.5/4mm2 1kV | NYCY 12 Core x 2.5/4mm2 1kV | 2024-08-30 14:05:32 | 0 | Mtr | 102080 | 0000 | IDR | General | 0 | 0 | Material | N | N | N | ""
12446 | 313659-0000 | NYCY 19 Core x 2.5/6mm2 1kV | NYCY 19 Core x 2.5/6mm2 1kV | 2024-08-29 20:24:10 | 0 | Mtr | 143500 | 0000 | IDR | General | 0 | 0 | Material | N | N | N | ""
12450 | 313663-0000 | NYCY 19 Core x 4/6mm2 1kV | NYCY 19 Core x 4/6mm2 1kV | 2024-08-29 20:39:38 | 0 | Mtr | 0 | 0000 |  | General | 0 | 0 | Material | N | N | N | ""
12644 | 313744-0000 | NYCY 2 Core x 10/10mm2 1kV | NYCY 2 Core x 10/10mm2 1kV | 2025-05-26 12:35:55 | 0 | Mtr | 0 | 0000 |  | General | 0 | 0 | Material | N | N | N | ""
12645 | 313745-0000 | NYCY 2 Core x 16/16mm2 1kV | NYCY 2 Core x 16/16mm2 1kV | 2025-05-26 12:37:53 | 0 | Mtr | 112010 | 0000 | IDR | General | 0 | 0 | Material | N | N | N | ""
12643 | 313743-0000 | NYCY 2 Core x 2.5/2.5mm2 1kV | NYCY 2 Core x 2.5/2.5mm2 1kV | 2025-05-26 12:33:47 | 0 | Mtr | 30200 | 0000 | IDR | General | 0 | 0 | Material | N | N | N | ""
12402 | 313641-0000; 313662-0000 | NYCY 2 Core x 4/4mm2 1kV | NYCY 2 Core x 4/4mm2 1kV | 2024-05-29 15:23:10 | 0 | Mtr | 33950 | 0000 | IDR | General | 0 | 0 | Material | N | N | N | ""
12448 | 313661-0000 | NYCY 2 Core x 6/6mm2 1kV | NYCY 2 Core x 6/6mm2 1kV | 2024-08-29 20:27:12 | 0 | Mtr | 43910 | 0000 | IDR | General | 0 | 0 | Material | N | N | N | ""
12400 | 313639-0000 | NYCY 21 Core x 2.5/10mm2 1kV | NYCY 21 Core x 2.5/10mm2 1kV | 2024-05-29 15:21:23 | 0 | Mtr | 0 | 0000 |  | General | 0 | 0 | Material | N | N | N | ""
12445 | 313658-0000 | NYCY 27 Core x 2.5/10mm2 1kV | NYCY 27 Core x 2.5/10mm2 1kV | 2024-08-29 20:20:55 | 0 | Mtr | 157460 | 0000 | IDR | General | 0 | 0 | Material | N | N | N | ""
12398 | 313637-0000 | NYCY 4 Core x 10/10mm2 1kV | NYCY 4 Core x 10/10mm2 1kV | 2024-05-29 15:19:59 | 0 | Mtr | 0 | 0000 |  | General | 0 | 0 | Material | N | N | N | ""
12399 | 313638-0000; 313660-0000 | NYCY 4 Core x 4/4mm2 1kV | NYCY 4 Core x 4/4mm2 1kV | 2024-05-29 15:20:42 | 0 | Mtr | 48260 | 0000 | IDR | General | 0 | 0 | Material | N | N | N | ""
10618 | 313283-0000 | NYCY 4x2.5 mm | NYCY 4x2.5 mm | 2017-05-24 16:36:31 | 0 | Mtr | 46640 | 0000 | IDR | General | 29000 | 13323 | Material | N | N | N | ""
8397 | 31001563 | NYCY 4x6 mm2 | NYCY 4x6 mm2 | 2013-08-27 14:27:05 | 0 | Mtr | 83680 | 00 | IDR | N_Brand | 44150 | 10387 | Material | N | Y | N | ""
12401 | 313640-0000 | NYCY 7 Core x 2.5/2.5mm2 1kV | NYCY 7 Core x 2.5/2.5mm2 1kV | 2024-05-29 15:22:02 | 0 | Mtr | 61590 | 0000 | IDR | General | 0 | 0 | Material | N | N | N | ""
12464 | 313666-0000 | NYFGBY (Cu/PVC/SFA/PVC) 2 x 4 mm2 - Str - 0.6/1 kV | NYFGBY (Cu/PVC/SFA/PVC) 2 x 4 mm2 - Str - 0.6/1 kV | 2024-10-14 19:28:06 | 0 | Mtr | 0 | 0000 |  | General | 0 | 0 | Material | N | N | N | ""
12507 | 313689-0000 | NYFGBY (Cu/PVC/SFA/PVC) 2 x 6 mm2 - Str - 0.6/1 kV | NYFGBY (Cu/PVC/SFA/PVC) 2 x 6 mm2 - Str - 0.6/1 kV | 2024-11-28 17:02:47 | 0 | Mtr | 49210 | 0000 | IDR | General | 0 | 0 | Material | N | N | N | ""
12465 | 313667-0000 | NYFGBY (Cu/PVC/SFA/PVC) 4 x 4 mm2 - Str - 0.6/1 kV | NYFGBY (Cu/PVC/SFA/PVC) 4 x 4 mm2 - Str - 0.6/1 kV | 2024-10-14 19:29:08 | 0 | Mtr | 0 | 0000 |  | General | 0 | 0 | Material | N | N | N | ""
12506 | 313688-0000 | NYFGBY (Cu/PVC/SFA/PVC) 4 x 6 mm2 - Str - 0.6/1 kV | NYFGBY (Cu/PVC/SFA/PVC) 4 x 6 mm2 - Str - 0.6/1 kV | 2024-11-28 17:01:01 | 0 | Mtr | 82780 | 0000 | IDR | General | 0 | 0 | Material | N | N | N | ""
12648 | 313748-0000 | NYFGBY 2x50 mm2 1kV | NYFGBY 2x50 mm2 1kV | 2025-05-26 12:53:49 | 0 | Mtr | 0 | 0000 |  | General | 0 | 0 | Material | N | N | N | ""
10064 | 313203-0000 | NYSY 10X2.5 mm2 1 kV IEC60502 | NYSY 10X2.5 mm2 1 kV IEC60502 | 2015-11-24 16:28:07 | 0 | Mtr | 48818 | 0000 | IDR | General | 0 | 0 | Material | N | N | N | ""
10068 | 313207-0000 | NYSY 2X6 mm2 1 kV IEC60502 | NYSY 2X6 mm2 1 kV IEC60502 | 2015-11-24 16:32:57 | 0 | Mtr | 28500 | 0000 | IDR | General | 0 | 0 | Material | N | N | N | ""
10066 | 313205-0000 | NYSY 4X2.5 mm2 1 kV IEC60502 | NYSY 4X2.5 mm2 1 kV IEC60502 | 2017-05-29 08:23:27 | 0 | Mtr | 29000 | 0000 | IDR | General | 29000 | 13323 | Material | N | N | N | ""
10067 | 313206-0000 | NYSY 4X4 mm2 1 kV IEC60502 | NYSY 4X4 mm2 1 kV IEC60502 | 2015-11-24 16:31:56 | 0 | Mtr | 33900 | 0000 | IDR | General | 0 | 0 | Material | N | N | N | ""
10069 | 313208-0000 | NYSY 4X6 mm2 1 kV IEC60502 | NYSY 4X6 mm2 1 kV IEC60502 | 2015-11-24 16:34:25 | 0 | Mtr | 44900 | 0000 | IDR | General | 0 | 0 | Material | N | N | N | ""
10065 | 313204-0000 | NYSY 6X2.5 mm2 1 kV IEC60502 | NYSY 6X2.5 mm2 1 kV IEC60502 | 2015-11-24 16:30:00 | 0 | Mtr | 36100 | 0000 | IDR | General | 0 | 0 | Material | N | N | N | ""
10670 | 313288-0000 | NYY 1x185 mm2 | NYY 1x185 mm2 | 2017-07-18 12:25:11 | 0 | Mtr | 0 | 0000 |  | General | 0 | 0 | Material | N | N | N | ""
10072 | 313211-0000 | NYY 1X25 mm2 1 kV SNIIEC60502-1 | NYY 1X25 mm2 1 kV SNIIEC60502-1 | 2015-11-24 16:36:52 | 0 | Mtr | 0 | 0000 |  | General | 0 | 0 | Material | N | N | N | ""
10671 | 313289-0000 | NYY 1x300 mm2 | NYY 1x300 mm2 | 2017-07-18 12:25:56 | 0 | Mtr | 0 | 0000 |  | General | 0 | 0 | Material | N | N | N | ""
10070 | 313209-0000 | NYY 1X70 mm2 1 kV SNIIEC60502-1 | NYY 1X70 mm2 1 kV SNIIEC60502-1 | 2015-11-24 16:35:14 | 0 | Mtr | 67000 | 0000 | IDR | General | 0 | 0 | Material | N | N | N | ""
10071 | 313210-0000 | NYY 2X1.5 mm2 1 kV SNIIEC60502-1 | NYY 2X1.5 mm2 1 kV SNIIEC60502-1 | 2015-11-24 16:36:04 | 0 | Mtr | 15000 | 0000 | IDR | General | 0 | 0 | Material | N | N | N | ""
10673 | 313290-0000 | NYY 2x2,5 MM | NYY 2x2.5 MM | 2017-07-24 14:48:33 | 0 | Mtr | 17500 | 0000 | IDR | General | 0 | 0 | Material | N | N | N | ""
808 | 1000756 | Obeng (-) Diameter 6 mm | Screwdriver (-) Diameter 6 mm |  | 0 | ea | 25000 | "" | IDR | "" | 0 | 0 | Material | N | Y | N | Jakarta
805 | 1000753 | Obeng (+) Diameter 6 mm | Screwdriver (+) Diameter 6 mm |  | 0 | ea | 25000 | "" | IDR | "" | 0 | 0 | Material | N | Y | N | Jakarta
12508 | 720073-0000 | Ocean Freight Surcharge Jakarta - Kumai Container 20 Ft | Ocean Freight Surcharge Jakarta - Kumai Container 20 Ft | 2024-11-29 18:33:13 | 0 | Pcs | 7300000 | 0000 | IDR | General | 0 | 0 | Material | N | N | N | ""
12605 | 720096-0000 | Ocean Freight Surcharge Jakarta - Kumai Container 40 Ft | Ocean Freight Surcharge Jakarta - Kumai Container 40 Ft | 2025-02-28 07:33:05 | 0 | Pcs | 14600000 | 0000 | IDR | General | 0 | 0 | Material | N | N | N | ""
9355 | 413072-0000 | ODC Pole 24 Core | ODC Pole 24 Core | 2015-01-29 15:36:57 | 0 | Unit | 0 | 0000 | IDR | General | 0 | 11955 | Material | N | N | N | ""
9609 | 413123-0000 | ODC Pole 48 Core | ODC Pole 48 Core | 2015-01-29 15:38:43 | 0 | Pcs | 3800000 | 0000 | IDR | General | 3800000 | 12510 | Material | N | N | N | ""
10093 | 413157-0000 | ODP CA 16 Core | ODP CA 16 Core | 2016-06-15 16:17:28 | 0 | Pcs | 180000 | 0000 | IDR | General | 994032 | 13291 | Material | N | N | N | ""
9527 | 413111-0000 | ODP CA 8 Core | ODP CA 8 Core | 2016-06-16 15:35:15 | 0 | Pcs | 849600 | 0000 | IDR | General | 700000 | 13322 | Material | N | N | N | ""
9591 | 413120-0000 | ODP PB 8 Core | ODP PB 8 Core | 2014-12-15 14:21:10 | 0 | Pcs | 900000 | 0000 | IDR | General | 900000 | 12306 | Material | N | N | N | ""
9874 | 413139-0000 | ODP type Indoor/wall Kap 8 core (ODP-A-8) | ODP type Indoor/wall Cap 8 core (ODP-A-8) | 2016-06-16 15:39:40 | 0 | Pcs | 811940 | 0000 | IDR | General | 700000 | 13322 | Material | N | N | N | ""
10125 | 413163-0000 | ODP-A-16, ODP type Indoor/wall Kap 16 core | ODP-A-16, ODP type Indoor/wall Cap 16 core | 2016-06-24 09:25:44 | 0 | Pcs | 0 | 0000 |  | General | 800000 | 13348 | Material | N | N | N | ""
9553 | 611038-0000 | Office Supplies | Office Supplies | 2014-11-25 09:52:42 | 0 | Ls | 175000 | 0000 | IDR | General | 0 | 12206 | Material | N | N | N | ""
11937 | 611225-0000 | OHGW Bracket ERS Tower | OHGW Bracket ERS Tower | 2021-10-15 18:35:31 | 0 | Pcs | 64512 | 0000 | IDR | General | 0 | 0 | Material | N | N | N | ""
12224 | 111649-0000 | Oil Form | Oil Form | 2023-03-25 16:20:45 | 0 | Ltr | 100000 | 0000 | IDR | General | 0 | 0 | Material | N | N | N | ""
9689 | 111323-0000 | Oil Pit | Oil Pit | 2015-02-02 18:31:26 | 0 | Unit | 5600000 | 0000 | IDR | General | 0 | 12502 | Material | N | N | N | ""
8503 | 710002-0000 | Oli 10 (Oli Hydraulic Excavator) | Oil 10 (Hydraulic Excavator Oil) | 2013-09-25 14:59:06 | 0 | Ltr | 34000 | 0000 | IDR | General | 0 | 11319 | Material | N | N | N | ""
8502 | 710001-0000 | Oli 40 (Oli Mesin Excavator) | Oil 40 (Excavator Engine Oil) | 2013-09-25 14:56:58 | 0 | Ltr | 26000 | 0000 | IDR | General | 0 | 11319 | Material | N | N | N | ""
10484 | 610012-DNFG | One Draw Two Moving Board | One Draw Two Moving Board | 2016-12-21 21:46:12 | 0 | Pcs | 3570000 | DNFG | IDR | Dong Fang | 0 | 0 | Material | N | N | N | ""
10575 | 313273-0000 | One earthwire conductor AS 70 mm2 | One earthwire conductor AS 70 mm2 | 2017-03-27 17:42:52 | 0 | Km | 16141 | 0000 | IDR | General | 0 | 0 | Material | N | N | N | ""
11093 | 313419-0000 | One earthwire conductor AS 70 mm2 | One earthwire conductor AS 70 mm2 | 2018-04-05 17:57:30 | 0 | Mtr | 16000 | 0000 | IDR | General | 0 | 0 | Material | N | N | N | ""
8542 | 313018-0000 | One Earthwire Conductor GSW 55 mm2 | One Earthwire Conductor GSW 55 mm2 | 2013-10-03 16:54:59 | 0 | Mtr | 21500 | 0000 | IDR | General | 0 | 11132 | Material | N | N | N | ""
9191 | 313053-0000 | One Earthwire Conductor GSW AS 55 mm2 | One Earthwire Conductor GSW AS 55 mm2 | 2014-04-23 15:30:57 | 0 | Mtr | 18718 | 0000 | IDR | General | 15000 | 11313 | Material | N | N | N | ""
8543 | 313019-0000 | One earthwire conductor OPGW 60 mm2 48 cores | One earthwire conductor OPGW 60 mm2 48 cores | 2013-10-03 16:59:27 | 0 | Mtr | 32500 | 0000 | IDR | General | 47600 | 11132 | Material | N | N | N | ""
10576 | 313274-0000 | One earthwire conductor OPGW 70 mm2 24 cores, complete with joint boxes, fixing device, fixing clamps and necessary accessories | One earthwire conductor OPGW 70 mm2 24 cores, complete with joint boxes, fixing device, fixing clamps and necessary accessories | 2017-03-27 18:41:31 | 0 | Km | 52265 | 0000 | IDR | General | 0 | 0 | Material | N | N | N | ""
11092 | 313418-0000 | One earthwire conductor OPGW 70 mm2 24 cores, complete with joint boxes, fixing device, fixing clamps and necessary accessories | One earthwire conductor OPGW 70 mm2 24 cores, complete with joint boxes, fixing device, fixing clamps and necessary accessories | 2018-04-05 17:56:19 | 0 | Mtr | 35500 | 0000 | IDR | General | 0 | 0 | Material | N | N | N | ""
9611 | 413125-0000 | One-Piece Cable Entry Boots for feeder 7/8 | One-Piece Cable Entry Boots for feeder 7/8 | 2015-01-30 13:41:13 | 0 | Pcs | 0 | 0000 | IDR | General | 0 | 12510 | Material | N | N | N | ""
11074 | 111479-0000 | open drainage stone masonry 40x70cm | open drainage stone masonry 40x70cm | 2018-03-22 11:37:38 | 0 | Mtr | 0 | 0000 |  | General | 0 | 0 | Material | N | N | N | ""
7706 | 210037-0000 | Open Rack 19 inch (Indoor) | Open Rack 19 inch (Indoor) | 2015-08-24 13:21:56 | 0 | Set | 2000000 | Gener | IDR | "" | 800000 | 13483 | Material | N | N | N
12713 | 820143-0000 | Operator Service for Passenger Hoist | Operator Service for Passenger Hoist | 2025-09-09 16:36:02 | 0 | Mth | 0 | 0000 |  | General | 0 | 0 | Material | N | N | N | ""
12316 | 313599-0000 | OPGW 75 mm2 48 Core | OPGW 75 mm2 48 Core | 2024-04-26 22:43:19 | 0 | Mtr | 37500 | 0000 | IDR | General | 0 | 0 | Material | N | N | N | ""
11873 | 211351-0000 | OPGW Bracket ERS Tower | OPGW Bracket ERS Tower | 2021-09-23 19:10:59 | 0 | Pcs | 0 | 0000 |  | General | 0 | 0 | Material | N | N | N | ""
12720 | 413218-0000 | Optical Communication Interface Module C37.94 (Include SFP Multi Mode) | Optical Communication Interface Module C37.94 (Include SFP Multi Mode) | 2025-09-29 16:27:24 | 0 | Set | 72000000 | 0000 | IDR | General | 0 | 0 | Material | N | N | N | ""
9394 | 413078-0000 | Optical Distibution Cabinet (ODC) 144 core | Optical Distribution Cabinet (ODC) 144 cores | 2014-08-11 10:49:24 | 0 | Set | 7500000 | 0000 | IDR | General | 9900000 | 11711 | Material | N | N | N | ""
7440 | 410086-0000 | Optical Distibution Cabinet (ODC) 24 core | Optical Distribution Cabinet (ODC) 24 cores |  | 0 | Set | 0 | Gener |  |  | 0 | 0 |  | N | N | N
9395 | 413079-0000 | Optical Distibution Cabinet (ODC) 288 core | Optical Distribution Cabinet (ODC) 288 cores | 2014-08-11 10:51:02 | 0 | Set | 17910000 | 0000 | IDR | General | 17850000 | 11711 | Material | N | N | N | ""
7439 | 410085-0000 | Optical Distibution Cabinet (ODC) 48 core | Optical Distribution Cabinet (ODC) 48 cores |  | 0 | Set | 3800000 | Gener | IDR |  | 3800000 | 0 |  | N | N | N
7441 | 410087-0000 | Optical Distibution Cabinet (ODC) 48 core | Optical Distribution Cabinet (ODC) 48 cores |  | 0 | Set | 0 | Gener |  |  | 0 | 0 |  | N | N | N
12364 | 313625-0000 | Optical Distribution Frame (ODF) | Optical Distribution Frame (ODF) | 2024-05-17 22:26:38 | 0 | Set | 2162530 | 0000 | IDR | General | 0 | 0 | Material | N | N | N | ""
9882 | 413141-0000 | Optical Distribution Frame Capacity 1/4 Core | Optical Distribution Frame Capacity 1/4 Core | 2015-06-15 12:25:58 | 1 | Set | 1 | 0000 | IDR | General | 0 | 0 | Material | N | N | N | ""
9881 | 413140-0000 | Optical Distribution Frame High Capacity 144 Core and Accessories | Optical Distribution Frame High Capacity 144 Cores and Accessories | 2015-08-07 11:10:56 | 1 | Set | 9472720 | 0000 | IDR | General | 0 | 13483 | Material | N | N | N | ""
9876 | 410001-SNA0 | Optical Distribution Point 16 core (Pole) LC/APC (24) | Optical Distribution Point 16 core (Pole) LC/APC (24) | 2015-09-29 08:54:23 | 0 | ea | 1250000 | SNA0 | IDR | SUNSEA | 1250000 | 14425 | Material | N | N | N | ""
9806 | 413130-0000 | Optical Distribution pole ( ODP ) kapasitas 24 Core | Optical Distribution Pole (ODP) with a capacity of 24 cores | 2019-01-30 15:02:59 | 0 | Pcs | 1000000 | 0000 | IDR | General | 1250000 | 14144 | Material | N | N | N | ""
8160 | 411017-0000 | Optical fiber cable Joint kit Fitting Compression 40/33 | Optical fiber cable Joint kit Compression Fitting 40/33 | 2013-07-10 12:15:33 | 0 | Pcs | 35000 | 0000 | IDR | General | 35000 | 9982 | Material | N | N | N | ""
10912 | 211134-0000 | Optical Ground Wire (OPGW) 60 sq.mm | Optical Ground Wire (OPGW) 60 sq.mm | 2017-08-04 17:34:42 | 0 | Mtr | 46395 | 0000 | IDR | General | 0 | 0 | Material | N | N | N | ""
9939 | 413145-0000 | Optical Splitter 1 to 2 | Optical Splitter 1 to 2 | 2015-06-22 10:03:31 | 0 | Pcs | 245000 | 0000 | IDR | General | 0 | 0 | Material | N | N | N | ""
9533 | 413113-0000 | Optical Splitter 1:4 | Optical Splitter 1:4 | 2016-08-11 17:06:08 | 0 | Pcs | 278000 | 0000 | IDR | General | 278000 | 13121 | Material | N | N | N | ""
9534 | 413114-0000 | Optical Splitter 1:8 | Optical Splitter 1:8 | 2016-08-11 17:03:23 | 0 | Pcs | 345000 | 0000 | IDR | General | 345000 | 13121 | Material | N | N | N | ""
9805 | 413129-0000 | Optical Splitter 2 to 8 | Optical Splitter 2 to 8 | 2015-09-29 08:55:54 | 0 | Pcs | 665000 | 0000 | IDR | General | 665000 | 14425 | Material | N | N | N | ""
7442 | 410088-0000 | Optical Termination Box (OTB) 12 core | Optical Termination Box (OTB) 12 cores | 2015-09-21 09:27:11 | 0 | Set | 750000 | Gener | IDR |  | 830000 | 14303 |  | N | N | N
9397 | 413080-0000 | Optical Termination Box (OTB) 144 core | Optical Termination Box (OTB) 144 cores | 2014-08-11 11:18:14 | 0 | Set | 5200000 | 0000 | IDR | General | 8600000 | 11711 | Material | N | N | N | ""
7443 | 410089-0000 | Optical Termination Box (OTB) 24 core | Optical Termination Box (OTB) 24 cores |  | 0 | Set | 2557200 | Gener | IDR |  | 1100000 | 0 |  | N | N | N
9398 | 413081-0000 | Optical Termination Box (OTB) 288 core | Optical Termination Box (OTB) 288 cores | 2014-08-11 11:20:14 | 0 | Set | 0 | 0000 | IDR | General | 0 | 11711 | Material | N | N | N | ""
7444 | 410090-0000 | Optical Termination Box (OTB) 48 core | Optical Termination Box (OTB) 48 cores |  | 0 | Set | 1000000 | Gener | IDR |  | 1775000 | 0 |  | N | N | N
7445 | 410091-0000 | Optical Termination Box (OTB) 96 core | Optical Termination Box (OTB) 96 cores |  | 0 | Set | 0 | Gener |  |  | 0 | 0 |  | N | N | N
9153 | 611020-0000 | OTDR | OTDR | 2014-04-22 14:08:30 | 0 | Pcs | 2500000 | 0000 | IDR | General | 35000000 | 0 | Material | N | N | N | ""
8791 | 820021-0000 | Other (Lain-lain) | Other (Others) | 2013-12-12 12:09:56 | 0 | Ls | 5100000 | 0000 | IDR | General | 19531250 | 11916 | Material | N | N | N | ""
9610 | 413124-0000 | Outdoor directional panel antenna PW-OHG-65S-806/2700 | Outdoor directional panel antenna PW-OHG-65S-806/2700 | 2015-01-30 13:39:56 | 0 | Pcs | 275 | 0000 | USD | General | 275 | 12510 | Material | N | N | N | ""
10029 | 424125-0000 | Overtime | Overtime | 2015-10-16 16:57:47 | 0 | Hr | 2000000 | 0000 | IDR | General | 0 | 0 | Material | N | N | N | ""
10772 | 620021-0000 | P3K | First Aid Kit | 2017-08-03 19:34:45 | 0 | Pcs | 123200 | 0000 | IDR | General | 0 | 0 | Material | N | N | N | ""
10958 | 413196-0000 | PABX | PABX | 2017-09-13 10:47:26 | 0 | Set | 30215000 | 0000 | IDR | General | 0 | 0 | Material | N | N | N | ""
12122 | 720055-0000 | Packaging Fee | Packaging Fee | 2022-07-13 11:13:43 | 0 | Ls | 326 | 0000 | USD | General | 0 | 0 | Material | N | N | N | ""
9953 | 413150-0000 | Pacthcord LC/APC - FC/PC ,3Mtr | Pacthcord LC/APC - FC/PC ,3Mtr | 2015-07-29 14:36:21 | 0 | Pcs | 0 | 0000 |  | General | 0 | 0 | Material | N | N | N | ""
12237 | 611312-0000 | Pacul | Hoe | 2023-04-05 16:37:10 | 0 | Pcs | 65000 | 0000 | IDR | General | 0 | 0 | Material | N | N | N | ""
7675 | 210006-MSTR | Padlock 175D | Padlock 175D |  | 0 | Pcs | 0 | MASTE | "" | "" | 0 | 0 | Material | N | N | N
7676 | 210007-MSTR | Padlock 2950D | Padlock 2950D |  | 0 | Pcs | 0 | MASTE | "" | "" | 0 | 0 | Material | N | N | N
9118 | 210001-ABUS | Padlock 40mm | Padlock 40mm | 2014-03-14 16:42:42 | 0 | Pcs | 70000 | ABUS | IDR | Abus | 75000 | 11633 | Material | N | N | N | ""
7677 | 210008-CISA | Padlock 50 | Padlock 50 |  | 0 | Pcs | 350000 | CISA | IDR | "" | 350000 | 0 | Material | N | N | N
10609 | 111409-0000 | Pagar BRC 1.9 m | BRC Fence 1.9 m | 2017-05-02 12:14:28 | 0 | Mtr | 1100000 | 0000 | IDR | General | 0 | 0 | Material | N | N | N | ""
10993 | 111468-0000 | Pagar BRC 190x240 cm | BRC Fence 190x240 cm | 2017-09-27 16:17:05 | 0 | Lbr | 543243.24 | 0000 | IDR | General | 0 | 0 | Material | N | N | N | ""
10027 | 111352-0000 | Pagar BRC Height 1.7 Meter Width 2,4 meter | BRC Fence Height 1.7 Meters Width 2.4 meters | 2015-10-13 16:28:55 | 0 | Lbr | 0 | 0000 |  | General | 600000 | 13764 | Material | N | N | N | ""
10752 | 129247-0000 | Pagar BRC- Lantai kerja | BRC Fence - Work floor | 2017-08-03 19:11:11 | 0 | M3 | 0 | 0000 |  | General | 0 | 0 | Material | N | N | N | ""
10753 | 129248-0000 | Pagar BRC- Pondasi Beton (Beton K 225, Pembesian 150 kg/m3, bekisting) | BRC Fence - Concrete Foundation (K 225 Concrete, 150 kg/m3 Reinforcement, formwork) | 2017-08-03 19:12:03 | 0 | M3 | 156250 | 0000 | IDR | General | 0 | 0 | Material | N | N | N | ""
11072 | 111478-0000 | Pagar BRC tinggi 1,5 meter | BRC fence 1.5 meters high | 2018-03-21 10:06:33 | 0 | Mtr | 0 | 0000 |  | General | 0 | 0 | Material | N | N | N | ""
11472 | 111532-0000 | Pagar Keliling | Surrounding Fence | 2019-09-02 17:18:49 | 0 | ML | 50000 | 0000 | IDR | General | 0 | 0 | Material | N | N | N | ""
10801 | 129281-0000 | Pagar Keliling- Brick Wall 1 / 5 | Brick Wall 1/5 | 2017-08-03 20:03:05 | 0 | M3 | 0 | 0000 |  | General | 0 | 0 | Material | N | N | N | ""
10806 | 129286-0000 | Pagar Keliling- Kawat Duri | Perimeter Fence - Barbed Wire | 2017-08-03 20:08:41 | 0 | M2 | 3000 | 0000 | IDR | General | 0 | 0 | Material | N | N | N | ""
10805 | 129285-0000 | Pagar Keliling- Kawat Harmonika | Fence - Accordion Wire | 2017-08-03 20:07:38 | 0 | M2 | 150000 | 0000 | IDR | General | 0 | 0 | Material | N | N | N | ""
10792 | 129272-0000 | Pagar Keliling- Lantai kerja | Fence-Work floor | 2017-08-03 19:54:53 | 0 | M3 | 946500 | 0000 | IDR | General | 0 | 0 | Material | N | N | N | ""
10807 | 323193-0000 | Pagar Keliling- Nuts & Bolt 10mm | Perimeter Fence - Nuts & Bolts 10mm | 2017-08-03 20:09:47 | 0 | Pcs | 0 | 0000 |  | General | 0 | 0 | Material | N | N | N | ""
10809 | 129288-0000 | Pagar Keliling- Nuts & Bolt 12mm | Perimeter Fence - Nuts & Bolts 12mm | 2017-08-03 20:12:58 | 0 | Pcs | 2820433.16 | 0000 | IDR | General | 0 | 0 | Material | N | N | N | ""
10808 | 129287-0000 | Pagar Keliling- Nuts & Bolt 10mm | Perimeter Fence - Nuts & Bolts 10mm | 2017-08-03 20:12:07 | 0 | Pcs | 3313500.31 | 0000 | IDR | General | 0 | 0 | Material | N | N | N | ""
10799 | 129279-0000 | Pagar Keliling- Pondasi Beton 500x500x200 | Perimeter Fence - Concrete Foundation 500x500x200 | 2017-08-03 20:01:07 | 0 | M3 | 0 | 0000 |  | General | 0 | 0 | Material | N | N | N | ""
10798 | 129278-0000 | Pagar Keliling- Pondasi Beton 600x600x200 | Perimeter Fence - Concrete Foundation 600x600x200 | 2017-08-03 20:00:29 | 0 | M3 | 0 | 0000 |  | General | 0 | 0 | Material | N | N | N | ""
10800 | 129280-0000 | Pagar Keliling- Ring balok (Beton K 225, Pembesian 250 kg/m3, bekisting) | Perimeter Fence - Ring beam (K 225 Concrete, 250 kg/m3 Reinforcement, formwork) | 2017-08-03 20:01:59 | 0 | M3 | 52324051.25 | 0000 | IDR | General | 0 | 0 | Material | N | N | N | ""
10804 | 129284-0000 | Pagar Keliling- Steel L50x50x5 | Perimeter Fence- Steel L50x50x5 | 2017-08-03 20:06:32 | 0 | Kg | 59953488.85 | 0000 | IDR | General | 0 | 0 | Material | N | N | N | ""
10803 | 129283-0000 | Pagar Keliling- Steel Post L60x60x6 | Perimeter Fence- Steel Post L60x60x6 | 2017-08-03 20:05:35 | 0 | Kg | 31296895.54 | 0000 | IDR | General | 0 | 0 | Material | N | N | N | ""
10802 | 129282-0000 | Pagar Keliling- Strip Plat 30x2mm | Perimeter Fence - 30x2mm Strip Plate | 2017-08-03 20:04:24 | 0 | Kg | 7490224.02 | 0000 | IDR | General | 0 | 0 | Material | N | N | N | ""
10611 | 111411-0000 | Pagar keliling switchyard | Switchyard perimeter fence | 2017-05-02 12:22:16 | 0 | Mtr | 1393000 | 0000 | IDR | General | 0 | 0 | Material | N | N | N | ""
10810 | 129289-0000 | Pagar Keliling- Urugan Pasir dipadatkan | Surrounding Fence - Compacted Sand Fill | 2017-08-03 20:13:40 | 0 | M3 | 15000 | 0000 | IDR | General | 0 | 0 | Material | N | N | N | ""
11812 | 111605-0000 | Pagar Kolom Precast 17x17x320 | Precast Column Fence 17x17x320 | 2021-07-08 13:22:35 | 0 | Pcs | 300000 | 0000 | IDR | General | 0 | 0 | Material | N | N | N | ""
11811 | 111604-0000 | Pagar Panel Precast 240x40x5 | Precast Panel Fence 240x40x5 | 2021-07-08 13:19:32 | 0 | Pcs | 105000 | 0000 | IDR | General | 0 | 0 | Material | N | N | N | ""
12233 | 611309-0000 | Pahat Beton 10 Inch x 16 mm | 10 Inch x 16 mm Concrete Chisel | 2023-04-03 18:57:09 | 0 | Pcs | 25000 | 0000 | IDR | General | 0 | 0 | Material | N | N | N | ""
10271 | 620011-0000 | Pajak Bumi dan Bangunan | property tax | 2016-07-29 10:50:02 | 0 | Ls | 0 | 0000 |  | General | 0 | 0 | Material | N | N | N | ""
12087 | 820111-0000 | Pajak Penghasilan Pasal 22 | Income Tax Article 22 | 2022-02-14 13:52:49 | 0 | Ls | 0 | 0000 |  | General | 0 | 0 | Material | N | N | N | ""
11509 | 820107-0000 | Pajak STNK Sepeda Motor | Motorcycle STNK Tax | 2019-09-17 17:17:34 | 0 | Unit | 0 | 0000 |  | General | 0 | 0 | Material | N | N | N | ""
10077 | 611045-0000 | Paku Beton | Concrete Nails | 2015-11-30 15:14:12 | 0 | Box | 60000 | 0000 | IDR | General | 0 | 0 | Material | N | N | N | ""
8128 | 111008-0000 | Paku Biasa 2 inchi - 5 inchi | 2 inch - 5 inch Regular Nails |  | 0 | Kg | 20000 | 0000 | IDR |  | 15000 | 0 |  | N | N | N
10079 | 313215-0000 | Paku Clamp | Clamp Nail | 2015-11-30 15:18:07 | 0 | Box | 48000 | 0000 | IDR | General | 0 | 0 | Material | N | N | N | ""
11835 | 111609-0000 | Pallet Plastik 110x80x15 | Plastic Pallet 110x80x15 | 2021-09-03 17:11:54 | 0 | Pcs | 135000 | 0000 | IDR | General | 0 | 0 | Material | N | N | N | ""
12084 | 611296-0000 | Palu Batu 3 LB | 3 LB Rock Hammer | 2022-02-13 20:26:36 | 0 | Pcs | 61663.64 | 0000 | IDR | General | 0 | 0 | Material | N | N | N | ""
12083 | 611295-0000 | Palu Beton 3 LB | 3 LB Concrete Hammer | 2022-02-13 20:23:37 | 0 | Pcs | 0 | 0000 |  | General | 0 | 0 | Material | N | N | N | ""
11954 | 611238-0000 | Palu Godam 12 Lb | 12 lb sledgehammer | 2021-10-24 10:20:08 | 0 | Unit | 578378.38 | 0000 | IDR | General | 0 | 0 | Material | N | N | N | ""
11360 | 611134-0000 | Palu Godam 2 LB | 2 LB Sledgehammer | 2019-04-18 10:43:41 | 0 | Pcs | 45000 | 0000 | IDR | General | 0 | 0 | Material | N | N | N | ""
11367 | 611138-0000 | Palu Godam 2 LB Merek Max Power | 2 LB Sledgehammer Max Power Brand | 2019-04-18 10:51:27 | 0 | Pcs | 80000 | 0000 | IDR | General | 0 | 0 | Material | N | N | N | ""
9283 | 111291-0000 | Palu Martil (5kg) | Hammer (5kg) | 2014-06-03 09:36:12 | 0 | ea | 75550 | 0000 | IDR | General | 0 | 11513 | Material | N | N | N | ""
9094 | 313051-0000 | Panel KWH ( Spec. HCPT ) | KWH Panel (Spec. HCPT) | 2014-03-21 15:51:39 | 0 | Pcs | 2000000 | 0000 | IDR | General | 2000000 | 11633 | Material | N | N | N | ""
9458 | 313094-0000 | Panel KWH 3 phase (spec. Telkomsel) | 3-phase KWH panel (Telkomsel spec.) | 2014-09-02 13:26:32 | 0 | Pcs | 3300000 | 0000 | IDR | General | 3300000 | 11694 | Material | N | N | N | ""
12765 | 313793-0000 | Panel Accessories for Protection & Control Cubicle 150 kV | Panel Accessories for Protection & Control Cubicle 150 kV | 2025-11-08 14:51:08 | 0 | lot | 840629302 | 0000 | IDR | General | 0 | 0 | Material | N | N | N | ""
9952 | 313184-0000 | Panel ACPDB & KWH Meter (Spec. Internux) | ACPDB Panel & KWH Meter (Spec. Internux) | 2015-12-07 15:13:18 | 0 | Pcs | 6500000 | 0000 | IDR | General | 0 | 13757 | Material | N | N | Y | ""
9090 | 313047-0000 | Panel ACPDB (Spec. HCPT) | ACPDB Panel (Spec. HCPT) | 2014-03-21 15:51:52 | 0 | Pcs | 4500000 | 0000 | IDR | General | 4500000 | 11633 | Material | N | N | Y | ""
12156 | 211433-0000 | Panel Box Stainless Steel 13x19 cm | Stainless Steel Box Panel 13x19 cm | 2022-08-30 13:42:30 | 0 | Set | 1134000 | 0000 | IDR | General | 0 | 0 | Material | N | N | N | ""
12690 | 413216-0000 | Panel Dimensi W 800 x H 2200 x D 800 mm, SPHC 2.5 mm, Acrylic 5 mm, IP 42 | Panel Dimensions W 800 x H 2200 x D 800 mm, SPHC 2.5 mm, Acrylic 5 mm, IP 42 | 2025-07-28 19:11:28 | 0 | Unit | 0 | 0000 |  | General | 0 | 0 | Material | N | N | N | ""
12766 | 313794-0000 | Panel Installation for Protection & Control Cubicle 150 kV | Panel Installation for Protection & Control Cubicle 150 kV | 2025-11-08 14:53:08 | 0 | SS | 0 | 0000 |  | General | 0 | 0 | Material | N | N | N | ""
12767 | 323244-0000 | Panel Installation of Protection & Control Cubicle 150 kV Substation | Panel Installation of Protection & Control Cubicle 150 kV Substation | 2025-11-08 14:56:39 | 0 | lot | 1739000000 | 0000 | IDR | General | 0 | 0 | Material | N | N | N | ""
9463 | 313096-0000 | Panel KWH (COS & Arester) & Panel ACPDB dalam 1 Box (tanpa meteran PLN) (spec. XL) | KWH Panel (COS & Arrester) & ACPDB Panel in 1 Box (without PLN meter) (spec. XL) | 2014-09-05 09:28:23 | 0 | Set | 11375000 | 0000 | IDR | General | 0 | 11694 | Material | N | N | N | ""
12556 | 313704-0000 | Panel Listrik Outdoor H 300 x W 200 x L 150 mm SS304 1.2 mm | Outdoor Electrical Panel H 300 x W 200 x L 150 mm SS304 1.2 mm | 2025-01-14 17:41:23 | 0 | Set | 1200000 | 0000 | IDR | General | 0 | 0 | Material | N | N | N | ""
11837 | 313537-0000 | Panel OBL | OBL Panel | 2021-09-03 19:58:42 | 0 | Pcs | 0 | 0000 |  | General | 0 | 0 | Material | N | N | N | ""
9459 | 313095-0000 | Panel SDP | SDP Panel | 2014-09-02 13:27:32 | 0 | Pcs | 2728000 | 0000 | IDR | General | 7000000 | 11694 | Material | N | N | N | ""
9438 | 313091-0000 | Panel SDP Outdoor 9 MCB 3 phase (spec. Telkomsel) | Outdoor SDP Panel 9 MCB 3 phase (spec. Telkomsel) | 2014-09-02 10:20:01 | 0 | Set | 7000000 | 0000 | IDR | General | 7000000 | 11694 | Material | N | N | N | ""
7643 | 310037-0000 | Panel UPS | UPS Panel |  | 0 | Pcs | 0 | Gener | "" | "" | 0 | 0 | Material | N | N | N
9008 | 810004-0000 | Pantry Supplies | Pantry Supplies | 2014-02-10 15:38:26 | 0 | Ls | 875000 | 0000 | IDR | General | 0 | 12203 | Material | N | N | N | ""
9117 | 111283-0000 | Papan Cor 2/20 x 4 mtr | 2/20 x 4 mtr Corrugated Board | 2014-03-14 16:41:02 | 0 | Lbr | 23000 | 0000 | IDR | General | 70000 | 11633 | Material | N | N | N | ""
9292 | 413067-0000 | Papan Mal | Mall Board | 2014-06-05 11:17:35 | 0 | Pcs | 23000 | 0000 | IDR | General | 0 | 11513 | Material | N | N | N | ""
12436 | 060001-0000 | Paper Shredder | Paper Shredder | 2024-08-27 17:07:44 | 0 | Pcs | 2885300 | 0000 | IDR | General | 0 | 0 | Material | N | N | N | ""
11177 | 211170-0000 | Paralel Groove A2C Lupine 2 x 1267 | Parallel Groove A2C Lupine 2 x 1267 | 2018-09-25 11:52:22 | 0 | Pcs | 687650 | 0000 | IDR | General | 0 | 0 | Material | N | N | N | ""
11179 | 211172-0000 | Paralel Groove A3C 300 | Parallel Groove A3C 300 | 2018-09-25 11:54:55 | 0 | Pcs | 0 | 0000 |  | General | 0 | 0 | Material | N | N | N | ""
11178 | 211171-0000 | Paralel Groove A3C 630 | Parallel Groove A3C 630 | 2018-09-25 11:53:54 | 0 | Pcs | 740500 | 0000 | IDR | General | 0 | 0 | Material | N | N | N | ""
10047 | 313192-0000 | Paralel groove clamp for TAL 850 sqm | Parallel groove clamp for TAL 850 sqm | 2015-11-19 11:06:44 | 0 | Pcs | 561969 | 0000 | IDR | General | 0 | 13648 | Material | N | N | N | ""
10399 | 313248-0000 | Parallel Groove Clamp | Parallel Groove Clamp | 2016-11-29 09:21:49 | 0 | Pcs | 14000 | 0000 | IDR | General | 0 | 13387 | Material | N | N | N | ""
11275 | 211225-0000 | Parallel groove clamp for 1xAAAC 300SQmm to 1xAAAC 300SQmm | Parallel groove clamp for 1xAAAC 300SQmm to 1xAAAC 300SQmm | 2019-02-11 14:22:23 | 0 | Pcs | 11243 | 0000 | KRW | General | 0 | 14049 | Material | N | N | N | ""
11274 | 211224-0000 | Parallel groove clamp for 1xAAAC 630SQmm to 1xAAAC 630SQmm | Parallel groove clamp for 1xAAAC 630SQmm to 1xAAAC 630SQmm | 2019-02-11 14:21:34 | 0 | Pcs | 20818 | 0000 | KRW | General | 0 | 14049 | Material | N | N | N | ""
11380 | 313473-0000 | Parallel groove clamp for 1xAAC Lupine 1267SQmm to 1xAAC Lupine 1267SQmm | Parallel groove clamp for 1xAAC Lupine 1267SQmm to 1xAAC Lupine 1267SQmm | 2019-04-30 14:47:34 | 0 | Pcs | 69391 | 0000 | KRW | General | 0 | 1237 | Material | N | N | N | ""
10982 | 313371-0000 | Parallel groove clamp for TAL 660SQmm to TAL 660SQmm | Parallel groove clamp for TAL 660SQmm to TAL 660SQmm | 2017-09-26 12:01:42 | 0 | Pcs | 587700 | 0000 | IDR | General | 0 | 13226 | Material | N | N | N | ""
10981 | 313370-0000 | Parallel groove clamp for TAL 850SQmm to TAL 850SQmm | Parallel groove clamp for TAL 850SQmm to TAL 850SQmm | 2017-09-26 12:01:22 | 0 | Pcs | 38.75 | 0000 | USD | General | 0 | 13226 | Material | N | N | N | ""
10394 | 313243-0000 | Parallel Group Clamp TAL 850 - 850 | Parallel Group Clamp TAL 850 - 850 | 2016-11-14 10:55:54 | 0 | Pcs | 0 | 0000 |  | General | 0 | 0 | Material | N | N | N | ""
10001 | 820079-0000 | Parkir dan Tol | Parking and Tolls | 2015-10-05 14:31:53 | 0 | Ls | 219744 | 0000 | IDR | General | 0 | 0 | Material | N | N | N | ""
9905 | 323123-0000 | Pasang insulator suspension jumper string set for conductor 2x TACSR 410 | Install the insulator suspension jumper string set for conductor 2x TACSR 410 | 2015-06-19 14:40:55 | 0 | Pcs | 312000 | 0000 | IDR | General | 0 | 0 | Material | N | N | N | ""
9904 | 323122-0000 | Pasang insulator tension string set for conductor 2x TACSR 410 | Install the string tension insulator set for conductor 2x TACSR 410 | 2015-06-19 14:38:32 | 0 | Pcs | 312000 | 0000 | IDR | General | 0 | 0 | Material | N | N | N | ""
2682 | 2000731 | Pasang pagar sementara | Put up a temporary fence |  | 0 | m | 83333.33 | "" | IDR | "" | 600000 | 0 | Material | N | Y | N
9914 | 323132-0000 | Pasang press klem utk formet OPGW 70 | Install press clamp for OPGW 70 formatter | 2015-06-19 14:56:10 | 0 | Pcs | 260000 | 0000 | IDR | General | 0 | 0 | Material | N | N | N | ""
9912 | 323130-0000 | Pasang press klem utk konduktor TACSR 410 | Install press clamp for TACSR 410 conductor | 2015-06-19 14:52:22 | 0 | Pcs | 260000 | 0000 | IDR | General | 0 | 0 | Material | N | N | N | ""
9916 | 323134-0000 | Pasang Spacer jumper 250 mm Konduktor TACSR 410 | Install Spacer jumper 250 mm TACSR 410 Conductor | 2015-06-19 14:59:10 | 0 | Pcs | 208000 | 0000 | IDR | General | 0 | 0 | Material | N | N | N | ""
9917 | 323135-0000 | Pasang spacer jumper Conductor TACSR 410 | Install the TACSR 410 Conductor jumper spacer | 2015-06-19 15:00:50 | 0 | Pcs | 1300000 | 0000 | IDR | General | 0 | 0 | Material | N | N | N | ""
9915 | 323133-0000 | Pasang Spacer line 450 mm Konduktor TACSR 410 | Install Spacer line 450 mm TACSR 410 Conductor | 2015-06-19 14:57:54 | 0 | Pcs | 208000 | 0000 | IDR | General | 0 | 0 | Material | N | N | N | ""
10176 | 323144-0000 | Pasang Spiral Vibration Damper | Install Spiral Vibration Damper | 2016-05-04 10:55:08 | 0 | Pcs | 0 | 0000 |  | General | 0 | 0 | Material | N | N | N | ""
9906 | 323124-0000 | Pasang tension string set for GSW 55 | Install the tension string set for GSW 55 | 2015-06-19 14:42:50 | 0 | Set | 8000000 | 0000 | IDR | General | 0 | 0 | Material | N | N | N | ""
9908 | 323126-0000 | Pasang tension string set for OPGW 70 | Install tension string set for OPGW 70 | 2015-06-19 14:46:30 | 0 | Pcs | 124800 | 0000 | IDR | General | 0 | 0 | Material | N | N | N | ""
9910 | 323128-0000 | Pasang Vibration damper GSW 55 | Install the GSW 55 vibration damper | 2015-06-19 14:49:17 | 0 | Pcs | 62400 | 0000 | IDR | General | 0 | 0 | Material | N | N | N | ""
9911 | 323129-0000 | Pasang Vibration damper OPGW 70 | Install the OPGW 70 vibration damper | 2015-06-19 14:50:47 | 0 | Pcs | 62400 | 0000 | IDR | General | 0 | 0 | Material | N | N | N | ""
9909 | 323127-0000 | Pasang Vibrattion damper konduktor TACSR 410 | Install the TACSR 410 conductor vibration damper | 2015-06-19 14:47:51 | 0 | Pcs | 62400 | 0000 | IDR | General | 0 | 0 | Material | N | N | N | ""
10891 | 129296-0000 | Pasangan batu kali 1 by 4 pada Pekerjaan Slope Proteksi | 1 by 4 river stone installation on Slope Protection Work | 2017-08-04 16:40:43 | 0 | M2 | 0 | 0000 |  | General | 0 | 0 | Material | N | N | N | ""
11703 | 111574-0000 | Pasir Batu | Stone Sand | 2020-12-14 20:58:59 | 0 | Ton | 170000 | 0000 | IDR | General | 0 | 0 | Material | N | N | N | ""
8122 | 111002-0000 | Pasir Beton | Concrete Sand |  | 0 | M3 | 250000 | 0000 | IDR |  | 200000 | 0 |  | N | N | N
12460 | 111679-0000 | Pasir Cor Beton | Concrete Casting Sand | 2024-09-26 09:08:31 | 0 | Ton | 135000 | 0000 | IDR | General | 0 | 0 | Material | N | N | N | ""
8313 | 413041-0000 | Passive Spliter 1-4 | Passive Splitter 1-4 | 2016-06-16 15:43:58 | 0 | Pcs | 315000 | 0000 | IDR | General | 278000 | 13120 | Material | N | N | N | ""
8312 | 413040-0000 | Passive Spliter 1-8 | Passive Splitter 1-8 | 2016-06-16 15:41:04 | 0 | Pcs | 378000 | 0000 | IDR | General | 345000 | 13120 | Material | N | N | N | ""
9883 | 413142-0000 | Passive Splitter 1:8 type Modular SC/UPC, for ODC termasuk Pigtail | Passive Splitter 1:8 type Modular SC/UPC, for ODC including Pigtail | 2015-08-07 11:11:42 | 1 | Set | 400000 | 0000 | IDR | General | 330000 | 13483 | Material | N | N | N | ""
10121 | 413161-0000 | Patch cord 2 meter, (FC/LC/SC-APC To FC/LC/SC-APC), G.652 D | Patch cord 2 meters, (FC/LC/SC-APC To FC/LC/SC-APC), G.652 D | 2016-06-16 15:45:36 | 0 | Pcs | 40000 | 0000 | IDR | General | 40000 | 13322 | Material | N | N | N | ""
10211 | 413179-0000 | Patch Cord 20m SCPC-FCPC | Patch Cord 20m SCPC-FCPC | 2016-06-16 15:30:17 | 0 | Pcs | 140000 | 0000 | IDR | General | 140000 | 13120 | Material | N | N | N | ""
9253 | 413063-0000 | Patch Cord FC-ST 2 M | Patch Cord FC-ST 2 M | 2014-05-20 14:45:05 | 0 | Pcs | 47150 | 0000 | IDR | General | 0 | 11544 | Material | N | N | N | ""
11181 | 413202-0000 | Patch Cord LC-SC, Singlemode, Duplex, 5 Meter | Patch Cord LC-SC, Singlemode, Duplex, 5 Meters | 2018-10-19 09:59:17 | 0 | Pcs | 110000 | 0000 | IDR | General | 0 | 0 | Material | N | N | N | ""
9800 | 413126-0000 | Patch Cord, 15m, SC-UPC, 652D | Patch Cord, 15m, SC-UPC, 652D | 2015-02-10 14:04:48 | 0 | Pcs | 72000 | 0000 | IDR | General | 80000 | 12502 | Material | N | N | N | ""
9503 | 413097-0000 | Patch Cord, 20m, LCPC-FCPC | Patch Cord, 20m, LCPC-FCPC | 2018-01-23 18:18:52 | 0 | Pcs | 80000 | 0000 | IDR | General | 80000 | 13339 | Material | N | N | N | ""
9520 | 413107-0000 | Patch Cord, 2m, UPC, 652D | Patch Cord, 2m, UPC, 652D | 2014-10-30 09:28:51 | 0 | Pcs | 0 | 0000 | IDR | General | 0 | 12168 | Material | N | N | N | ""
8519 | 313016-0000 | Patchcord FC-FC 5 Mtr | FC-FC Patchcord 5 Mtr | 2013-09-30 16:55:09 | 0 | Pcs | 0 | 0000 | IDR | General | 0 | 11132 | Material | N | N | N | ""
9938 | 413144-0000 | Patchcord G.652D, SM Simplex SC-SC 2.0mm, 20M | Patchcord G.652D, SM Simplex SC-SC 2.0mm, 20M | 2015-06-22 10:00:54 | 0 | Pcs | 71000 | 0000 | IDR | General | 0 | 0 | Material | N | N | N | ""
9937 | 413143-0000 | Patchcord G.652D, SM Simplex SC-SC 2.0mm, 40M | Patchcord G.652D, SM Simplex SC-SC 2.0mm, 40M | 2015-06-22 09:58:49 | 0 | Pcs | 105000 | 0000 | IDR | General | 0 | 0 | Material | N | N | N | ""
10204 | 413178-0000 | Path core, 20 m Duplex LC - LC | Path core, 20 m Duplex LC - LC | 2016-05-27 15:50:54 | 0 | Pcs | 0 | 0000 |  | General | 0 | 0 | Material | N | N | N | ""
10203 | 413177-0000 | Path core, 20 m Duplex LC-FC | Path core, 20 m Duplex LC-FC | 2016-05-27 15:48:05 | 0 | Pcs | 0 | 0000 |  | General | 0 | 0 | Material | N | N | N | ""
10202 | 413176-0000 | Path core, 20 m Duplex LC-SC | Path core, 20 m Duplex LC-SC | 2016-05-27 15:43:50 | 0 | Pcs | 0 | 0000 |  | General | 0 | 0 | Material | N | N | N | ""
8254 | 111202-0000 | Patok (Marking Post) | Marking Post | 2016-02-10 15:05:39 | 0 | Pcs | 250000 | 0000 | IDR | General | 0 | 9991 | Material | N | N | N | ""
10218 | 413182-0000 | Patok Pengaman ODC (besi galvanis 2inch 1m)material dan jasa | ODC Safety Stakes (2 inch 1m galvanized iron) materials and services | 2016-06-23 17:02:59 | 0 | Set | 75000 | 0000 | IDR | General | 0 | 0 | Material | N | N | N | ""
9965 | 424106-0000 | Peicemeal Pemasangan/ Penarikan Kabel Serat Optik (FO) 12 Core | Peicemeal Installation/Pulling of 12 Core Fiber Optic Cable (FO) | 2015-08-11 16:52:04 | 2500 | Mtr | 0 | 0000 |  | General | 0 | 0 | Material | Y | N | N | ""
10774 | 129254-0000 | Pekerjaan PEKERJAAN MUSHOLA | PRAYER HOUSE WORK | 2017-08-03 19:36:44 | 0 | Ls | 165000 | 0000 | IDR | General | 0 | 0 | Material | N | N | N | ""
11740 | 129410-0000 | Pekerjaan Lain-2 (biaya mutu) | Other Work-2 (quality costs) | 2021-01-15 15:55:51 | 0 | M2 | 2500 | 0000 | IDR | General | 0 | 0 | Material | N | N | N | ""
10775 | 129255-0000 | Pekerjaan RUMAH OPERATOR TYPE 70 | OPERATOR TYPE 70 HOMEWORK | 2017-08-03 19:37:46 | 0 | Ls | 312988951 | 0000 | IDR | General | 0 | 0 | Material | N | N | N | ""
10773 | 129253-0000 | Pekerjaan WATER TOWER | Water Tower Works | 2017-08-03 19:35:58 | 0 | Set | 1619200 | 0000 | IDR | General | 0 | 0 | Material | N | N | N | ""
12704 | 129479-0000 | Pekerjaan Bangunan Tipe 25 | Type 25 Building Work | 2025-08-07 18:57:35 | 0 | M2 | 1420454.55 | 0000 | IDR | General | 0 | 0 | Material | N | N | N | ""
12705 | 129480-0000 | Pekerjaan Bangunan Tipe 32 | Type 32 Building Work | 2025-08-07 18:58:11 | 0 | M2 | 0 | 0000 |  | General | 0 | 0 | Material | N | N | N | ""
11738 | 129408-0000 | Pekerjaan Bekisting tambahan lengkung | Additional curved formwork work | 2021-01-15 15:50:30 | 0 | M2 | 0 | 0000 |  | General | 0 | 0 | Material | N | N | N | ""
11790 | 129426-0000 | Pekerjaan Bending & Cutting Besi Beton | Reinforced Concrete Bending & Cutting Work | 2021-06-10 15:31:47 | 0 | Kg | 925 | 0000 | IDR | General | 0 | 0 | Material | N | N | N | ""
7769 | 123022-0000 | Pekerjaan Berapen 1Pc : 3Ps, tebal 30 mm | Decorative work 1Pc: 3Ps, 30 mm thick |  | 0 | Service | 0 | M2 | "" | "" | 0 | 0 | Material | N | N | N
7770 | 123023-0000 | Pekerjaan Berapen 1Pc : 5Ps, tebal 15 mm | Decorative work 1Pc: 5Ps, 15 mm thick |  | 0 | Service | 0 | M2 | "" | "" | 0 | 0 | Material | N | N | N
12228 | 129452-0000 | Pekerjaan Bobok Beton | Concrete Work | 2023-03-25 16:54:37 | 0 | M3 | 200000 | 0000 | IDR | General | 0 | 0 | Material | N | N | N | ""
12365 | 129459-0000 | Pekerjaan Bobok Tiang Pancang | Pile Drilling Work | 2024-05-18 19:08:54 | 0 | Ttk | 52500 | 0000 | IDR | General | 0 | 0 | Material | N | N | N | ""
11478 | 129372-0000 | Pekerjaan Bobokan | Sleeping Job | 2019-09-02 22:24:56 | 0 | Ls | 2929791.67 | 0000 | IDR | General | 0 | 0 | Material | N | N | N | ""
12675 | 129476-0000 | Pekerjaan Bobokan Beton | Concrete Breaking Work | 2025-06-24 18:26:27 | 0 | M3 | 234989 | 0000 | IDR | General | 0 | 0 | Material | N | N | N | ""
12227 | 129451-0000 | Pekerjaan Bobokan Beton | Concrete Breaking Work | 2023-03-25 16:52:55 | 0 | M3 | 422222.3 | 0000 | IDR | General | 0 | 0 | Material | Y | N | N | ""
9829 | 129123-0000 | Pekerjaan bobokan dan perbaikan Dinding Chamber / BTS / STO untuk lubang Sparing Kabel | Work on the displacement and repair of Chamber / BTS / STO walls for cable sparing holes | 2015-02-25 01:21:04 | 0 | Ttk | 47780 | 0000 | IDR | General | 61783 | 12638 | Material | N | N | N | ""
10342 | 129171-0000 | Pekerjaan Bolt Welding | Bolt Welding Work | 2016-09-15 16:54:51 | 0 | Twr | 2537000 | 0000 | IDR | General | 0 | 0 | Material | N | N | N | ""
12618 | 129465-0000 | Pekerjaan Bongkar Bekisting | Formwork Dismantling Work | 2025-03-27 17:01:19 | 0 | M2 | 50000 | 0000 | IDR | General | 0 | 0 | Material | N | N | N | ""
10273 | 111370-0000 | Pekerjaan bore pile diameter 40 cm | Bore pile work with a diameter of 40 cm | 2016-07-29 16:21:01 | 0 | Mtr | 800000 | 0000 | IDR | General | 0 | 0 | Material | N | N | N | ""
10341 | 129170-0000 | Pekerjaan Bore Pile Diameter 60 cm | Bore Pile Work Diameter 60 cm | 2016-09-15 16:43:51 | 0 | Mtr | 100000 | 0000 | IDR | General | 0 | 0 | Material | N | N | N | ""
10540 | 129200-0000 | Pekerjaan chimney extention tower 4AA11 | Chimney extension tower work 4AA11 | 2017-03-24 16:14:09 | 0 | Unit | 0 | 0000 |  | General | 0 | 0 | Material | N | N | N | ""
10541 | 129201-0000 | Pekerjaan chimney extention tower 4DD11 | Chimney extension tower work 4DD11 | 2017-03-24 16:15:09 | 0 | Unit | 0 | 0000 |  | General | 0 | 0 | Material | N | N | N | ""
11485 | 129379-0000 | Pekerjaan Cor Duct | Duct Casting Work | 2019-09-02 22:28:58 | 0 | M3 | 0 | 0000 |  | General | 0 | 0 | Material | N | N | N | ""
11481 | 129375-0000 | Pekerjaan Cor Kolom | Column Casting Work | 2019-09-02 22:26:48 | 0 | M3 | 2800000 | 0000 | IDR | General | 0 | 0 | Material | N | N | N | ""
11482 | 129376-0000 | Pekerjaan Cor Kolom Praktis | Practical Column Casting Work | 2019-09-02 22:27:30 | 0 | M3 | 0 | 0000 |  | General | 0 | 0 | Material | N | N | N | ""
11480 | 129374-0000 | Pekerjaan Cor Pondasi Tapak | Foundation Casting Work | 2019-09-02 22:26:15 | 0 | M3 | 100000 | 0000 | IDR | General | 0 | 0 | Material | N | N | N | ""
11484 | 129378-0000 | Pekerjaan Cor Ring Balok | Ring Beam Casting Work | 2019-09-02 22:28:29 | 0 | M3 | 2400000 | 0000 | IDR | General | 0 | 0 | Material | N | N | N | ""
11483 | 129377-0000 | Pekerjaan Cor Slope | Slope Casting Work | 2019-09-02 22:27:59 | 0 | M3 | 83250581.05 | 0000 | IDR | General | 0 | 0 | Material | N | N | N | ""
10343 | 129172-0000 | Pekerjaan Cut and Fill | Cut and Fill Work | 2016-09-15 17:05:55 | 0 | M3 | 70000 | 0000 | IDR | General | 0 | 0 | Material | N | N | N | ""
8347 | 129019-0000 | Pekerjaan Dewatering | Dewatering Work | 2016-09-15 17:04:43 | 0 | Twr | 1600000 | 0000 | IDR | General | 0 | 10101 | Material | N | N | N | ""
10734 | 129240-0000 | PEKERJAAN DRAINASE AIR beton bertulang (60x60) cm t 70 cm (Mutu beton K175, BJTP24) | Reinforced concrete water drainage work (60x60) cm t 70 cm (Concrete quality K175, BJTP24) | 2017-08-03 18:50:49 | 0 | Pcs | 312480 | 0000 | IDR | General | 0 | 0 | Material | N | N | N | ""
10736 | 129242-0000 | PEKERJAAN DRAINASE AIR Pipa Resapan Bak Kontrol PVC 3 inci | WATER DRAINAGE WORKS 3 inch PVC Control Tank Infiltration Pipe | 2017-08-03 18:52:51 | 0 | M2 | 25000 | 0000 | IDR | General | 0 | 0 | Material | N | N | N | ""
10730 | 129236-0000 | PEKERJAAN DRAINASE AIR Drainase air terbuka 45/50 cm | WATER DRAINAGE WORKS Open water drainage 45/50 cm | 2017-08-03 18:46:38 | 0 | M2 | 110000 | 0000 | IDR | General | 0 | 0 | Material | N | N | N | ""
10731 | 129237-0000 | PEKERJAAN DRAINASE AIR Drainase air tertutup 55/60 cm | WATER DRAINAGE WORKS Closed water drainage 55/60 cm | 2017-08-03 18:47:33 | 0 | M2 | 375000 | 0000 | IDR | General | 0 | 0 | Material | N | N | N | ""
10732 | 129238-0000 | PEKERJAAN DRAINASE AIR Pekerjaan Drainase Bawah Tanah (Geotex) | WATER DRAINAGE WORKS Underground Drainage Works (Geotex) | 2017-08-03 18:48:17 | 0 | M2 | 18500 | 0000 | IDR | General | 0 | 0 | Material | N | N | N | ""
10733 | 129239-0000 | PEKERJAAN DRAINASE AIR Pekerjaan Pasangan Geotextile di dalam Underground Drainage | WATER DRAINAGE WORK Geotextile Installation Work in Underground Drainage | 2017-08-03 18:49:12 | 0 | M2 | 25000 | 0000 | IDR | General | 0 | 0 | Material | N | N | N | ""
10735 | 129241-0000 | PEKERJAAN DRAINASE AIR Pipa Saluran Bak Kontrol PVC 2 inci | WATER DRAINAGE WORKS 2 inch PVC Control Tank Pipe | 2017-08-03 18:51:57 | 0 | M2 | 15000 | 0000 | IDR | General | 0 | 0 | Material | N | N | N | ""
10205 | 129141-0000 | Pekerjaan erection T1 type DDR4+0 | T1 type DDR4+0 erection work | 2016-05-30 17:02:44 | 0 | Kg | 1198 | 0000 | IDR | General | 0 | 13488 | Material | N | N | N | ""
10544 | 129204-0000 | Pekerjaan erection tower 4AA11 + 6 | Tower erection work 4AA11 + 6 | 2017-07-27 17:10:45 | 0 | Kg | 0 | 0000 |  | General | 0 | 13354 | Material | N | N | N | ""
10542 | 129202-0000 | Pekerjaan erection tower 4AA11 +/- 0 | Tower erection work 4AA11 +/- 0 | 2017-07-27 17:09:51 | 0 | Kg | 0 | 0000 |  | General | 0 | 13354 | Material | N | N | N | ""
10543 | 129203-0000 | Pekerjaan erection tower 4AA11 +3 | Tower erection work 4AA11 +3 | 2017-07-27 17:10:14 | 0 | Kg | 0 | 0000 |  | General | 0 | 13354 | Material | N | N | N | ""
10545 | 129205-0000 | Pekerjaan erection tower 4BB11 + 6 | Tower erection work 4BB11 + 6 | 2017-07-27 17:11:12 | 0 | Kg | 0 | 0000 |  | General | 0 | 13354 | Material | N | N | N | ""
10546 | 129206-0000 | Pekerjaan erection tower 4BB11 + 9 | Tower erection work 4BB11 + 9 | 2017-07-27 17:11:36 | 0 | Kg | 0 | 0000 |  | General | 0 | 13354 | Material | N | N | N | ""
10550 | 129210-0000 | Pekerjaan erection tower 4CC11 + 12 | Tower erection work 4CC11 + 12 | 2017-07-27 17:13:06 | 0 | Kg | 0 | 0000 |  | General | 0 | 13354 | Material | N | N | N | ""
10549 | 129209-0000 | Pekerjaan erection tower 4CC11 + 9 | Tower erection work 4CC11 + 9 | 2017-07-27 17:12:44 | 0 | Kg | 0 | 0000 |  | General | 0 | 13354 | Material | N | N | N | ""
10547 | 129207-0000 | Pekerjaan erection tower 4CC11 +/-0 | Tower erection work 4CC11 +/-0 | 2017-07-27 17:12:00 | 0 | Kg | 0 | 0000 |  | General | 0 | 13354 | Material | N | N | N | ""
10548 | 129208-0000 | Pekerjaan erection tower 4CC11 +3 | Tower erection work 4CC11 +3 | 2017-07-27 17:12:22 | 0 | Kg | 0 | 0000 |  | General | 0 | 13354 | Material | N | N | N | ""
10551 | 129211-0000 | Pekerjaan erection tower 4DD11 - 3 | Tower erection work 4DD11 - 3 | 2017-07-27 17:13:30 | 0 | Kg | 0 | 0000 |  | General | 0 | 13319 | Material | N | N | N | ""
10556 | 111405-0000 | Pekerjaan erection tower 4DD11 + 12 | Tower erection work 4DD11 + 12 | 2017-07-27 17:09:24 | 0 | Kg | 0 | 0000 |  | General | 0 | 13354 | Material | N | N | N | ""
10553 | 111403-0000 | Pekerjaan erection tower 4DD11 + 3 | Tower erection work 4DD11 + 3 | 2017-07-27 17:08:19 | 0 | Kg | 0 | 0000 |  | General | 0 | 13354 | Material | N | N | N | ""
10554 | 129213-0000 | Pekerjaan erection tower 4DD11 + 6 | Tower erection work 4DD11 + 6 | 2017-07-27 17:14:25 | 0 | Kg | 1200 | 0000 | IDR | General | 0 | 13354 | Material | N | N | N | ""
10555 | 111404-0000 | Pekerjaan erection tower 4DD11 + 9 | Tower erection work 4DD11 + 9 | 2017-07-27 17:08:52 | 0 | Kg | 0 | 0000 |  | General | 0 | 13354 | Material | N | N | N | ""
10552 | 129212-0000 | Pekerjaan erection tower 4DD11 +/- 0 | Tower erection work 4DD11 +/- 0 | 2017-07-27 17:13:56 | 0 | Kg | 0 | 0000 |  | General | 0 | 13354 | Material | N | N | N | ""
10557 | 129214-0000 | Pekerjaan erection tower 4DDR11 - 3 | 4DDR11 - 3 tower erection work | 2017-07-27 17:14:54 | 0 | Kg | 0 | 0000 |  | General | 0 | 13319 | Material | N | N | N | ""
10558 | 129215-0000 | Pekerjaan erection tower 4DDR11 +/- 0 | 4DDR11 +/- 0 tower erection work | 2017-07-27 17:15:17 | 0 | Kg | 0 | 0000 |  | General | 0 | 13354 | Material | N | N | N | ""
10559 | 129216-0000 | Pekerjaan erection tower 4EE11 - 3 | Tower erection work 4EE11 - 3 | 2017-07-27 17:15:42 | 0 | Kg | 0 | 0000 |  | General | 0 | 13354 | Material | N | N | N | ""
10560 | 129217-0000 | Pekerjaan erection tower 4EE11 + 6 | Tower erection work 4EE11 + 6 | 2017-07-27 17:16:06 | 0 | Kg | 0 | 0000 |  | General | 0 | 13354 | Material | N | N | N | ""
10561 | 129218-0000 | Pekerjaan erection tower 4EE11 + 9 | Tower erection work 4EE11 + 9 | 2017-07-27 17:16:29 | 0 | Kg | 0 | 0000 |  | General | 0 | 13354 | Material | N | N | N | ""
10206 | 129142-0000 | Pekerjaan erection Tower T34 type BB | Erection work of Tower T34 type BB | 2016-05-30 16:47:36 | 0 | Kg | 1198 | 0000 | IDR | General | 0 | 0 | Material | N | N | N | ""
10207 | 129143-0000 | Pekerjaan erection Tower T35 type CC | Erection work of Tower T35 type CC | 2016-05-30 16:48:45 | 0 | Kg | 1198 | 0000 | IDR | General | 0 | 0 | Material | N | N | N | ""
9271 | 129098-0000 | Pekerjaan Erection Transmission Line Steel Pole | Transmission Line Steel Pole Erection Work | 2014-05-26 11:45:44 | 0 | Kg | 2000 | 0000 | IDR | General | 1300 | 11.47 | Material | N | N | N | ""
9892 | 129126-0000 | Pekerjaan Erection Transmission line tower Type DDR6 plus 9 | Erection work Transmission line tower Type DDR6 plus 9 | 2015-06-16 10:50:42 | 0 | Set | 1664 | 0000 | IDR | General | 0 | 0 | Material | N | N | N | ""
8625 | 129047-0000 | Pekerjaan Erection Transmission line tower Type DSP plus 3 | Erection work Transmission line tower Type DSP plus 3 | 2013-10-04 10:24:43 | 0 | Set | 0 | 0000 | IDR | General | 0 | 11132 | Material | N | N | N | ""
8621 | 129044-0000 | Pekerjaan Erection Transmission line tower Type TSP30 plus 0 | Erection work Transmission line tower Type TSP30 plus 0 | 2013-10-04 10:22:27 | 0 | Set | 0 | 0000 | IDR | General | 0 | 11132 | Material | N | N | N | ""
8622 | 111236-0000 | Pekerjaan Erection Transmission line tower Type TSP30 plus 3 | Erection work Transmission line tower Type TSP30 plus 3 | 2013-10-04 10:22:58 | 0 | Set | 25000000 | 0000 | IDR | General | 0 | 11132 | Material | N | N | N | ""
8623 | 129045-0000 | Pekerjaan Erection Transmission line tower Type TSP30 plus 6 | Erection work Transmission line tower Type TSP30 plus 6 | 2013-10-04 10:23:32 | 0 | Set | 0 | 0000 | IDR | General | 0 | 11132 | Material | N | N | N | ""
8624 | 129046-0000 | Pekerjaan Erection Transmission line tower Type TSP60 plus 0 | Erection work Transmission line tower Type TSP60 plus 0 | 2013-10-04 10:24:05 | 0 | Set | 0 | 0000 | IDR | General | 0 | 11132 | Material | N | N | N | ""
8229 | 111166-0000 | Pekerjaan Fabrikasi Baja/ Struktur Baja, Fabrikasi Manual | Steel Fabrication Work/ Steel Structure, Manual Fabrication | 2013-07-19 11:39:03 | 0 | Kg | 2000000 | 0000 | IDR | General | 2000000 | 9982 | Material | N | N | N | ""
7779 | 123032-0000 | Pekerjaan Floor Lantai 1Pc : 5Ps, tebal 5 mm | Floor Work 1Pc Floor: 5Ps, 5 mm thick |  | 0 | Service | 1040000 | M2 | IDR | "" | 0 | 0 | Material | N | N | N
9134 | 129093-0000 | Pekerjaan Galian batu / Excavation rock | Rock Excavation Work | 2016-09-15 17:02:17 | 0 | M3 | 320000 | 0000 | IDR | General | 0 | 13123 | Material | N | N | N | ""
10222 | 424151-0000 | Pekerjaan Galian BC-TR-ROCK 120 kedalaman 120cm | BC-TR-ROCK 120 excavation work, 120cm depth | 2016-06-30 11:49:27 | 0 | Mtr | 110000 | 0000 | IDR | General | 0 | 0 | Material | N | N | N | ""
9135 | 129094-0000 | Pekerjaan galian berbatu / Excavation,weathered rock | Excavation, weathered rock | 2014-04-17 14:49:02 | 0 | M3 | 38814.29 | 0000 | IDR | General | 38814.29 | 0 | Material | N | N | N | ""
7735 | 122001-0000 | Pekerjaan Galian Tanah Biasa Max Kedalaman 1 m | Regular Earth Excavation Work Max Depth 1 m |  | 0 | Service | 86875 | M3 | IDR | "" | 12000 | 0 | Material | N | N | N
7736 | 122002-0000 | Pekerjaan Galian Tanah Biasa Max Kedalaman 2 m | Regular Earth Excavation Work Max Depth 2 m |  | 0 | Service | 40000 | M3 | IDR | "" | 0 | 0 | Material | N | N | N
7737 | 122003-0000 | Pekerjaan Galian Tanah Biasa Max Kedalaman 3 m | Regular Earth Excavation Work Max Depth 3 m |  | 0 | Service | 0 | M3 | "" | "" | 0 | 0 | Material | N | N | N
7739 | 122005-0000 | Pekerjaan Galian Tanah Cadas Max Kedalaman 1 m | Rock Excavation Work Max Depth 1 m |  | 0 | Service | 0 | M3 | "" | "" | 0 | 0 | Material | N | N | N
7738 | 122004-0000 | Pekerjaan Galian Tanah Keras Max Kedalaman 1 m | Hard Soil Excavation Work Max Depth 1 m |  | 0 | Service | 0 | M3 | "" | "" | 0 | 0 | Material | N | N | N
7740 | 122006-0000 | Pekerjaan Galian Tanah Lumpur Max Kedalaman 1 m | Mud Excavation Work Max Depth 1 m |  | 0 | Service | 122644.63 | M3 | IDR | "" | 0 | 0 | Material | N | N | N
9133 | 129092-0000 | Pekerjaan galian tanah/Excavation,common soil | Excavation work, common soil | 2014-04-17 14:22:29 | 0 | M3 | 13836 | 0000 | IDR | General | 18608.16 | 0 | Material | N | N | N | ""
10358 | 313234-0000 | Pekerjaan grounding TIP 17 | Grounding work TIP 17 | 2016-09-20 17:25:34 | 0 | Set | 0 | 0000 |  | General | 0 | 0 | Material | N | N | N | ""
10355 | 313233-0000 | Pekerjaan Grounding TIP 2 | Grounding Work TIP 2 | 2016-09-20 17:20:38 | 0 | Set | 1302895 | 0000 | IDR | General | 0 | 0 | Material | N | N | N | ""
10367 | 313237-0000 | Pekerjaan Grounding TIP 28A | Grounding Work TIP 28A | 2016-09-20 17:35:28 | 0 | Set | 0 | 0000 |  | General | 0 | 0 | Material | N | N | N | ""
10349 | 313231-0000 | Pekerjaan grounding TIP 4 | Grounding work TIP 4 | 2016-09-20 17:08:47 | 0 | Set | 0 | 0000 |  | General | 0 | 0 | Material | N | N | N | ""
10364 | 313236-0000 | Pekerjaan grounding TIP 51 | Grounding work TIP 51 | 2016-09-20 17:32:26 | 0 | Set | 0 | 0000 |  | General | 0 | 0 | Material | N | N | N | ""
10361 | 313235-0000 | Pekerjaan Grounding TIP 52 | Grounding Work TIP 52 | 2016-09-20 17:28:32 | 0 | Set | 0 | 0000 |  | General | 0 | 0 | Material | N | N | N | ""
10352 | 313232-0000 | Pekerjaan Grounding TIP 6 | Grounding Work TIP 6 | 2016-09-20 17:16:55 | 0 | Set | 0 | 0000 |  | General | 0 | 0 | Material | N | N | N | ""
12180 | 129436-0000 | Pekerjaan Grouting | Grouting Work | 2022-11-28 13:19:35 | 0 | M3 | 850000 | 0000 | IDR | General | 0 | 0 | Material | N | N | N | ""
12669 | 129470-0000 | Pekerjaan Hamparan Gravel | Gravel Laying Work | 2025-06-24 17:59:08 | 0 | M3 | 38619 | 0000 | IDR | General | 0 | 0 | Material | N | N | N | ""
10092 | 424130-0000 | Pekerjaan Handhole Type HH1 | Handhole Work Type HH1 | 2016-02-10 11:48:29 | 0 | Pcs | 1091250 | 0000 | IDR | General | 0 | 13658 | Material | N | N | N | ""
9294 | 424061-0000 | Pekerjaan Instalasi Hanging Jembatan | Hanging Bridge Installation Work | 2014-06-05 11:20:48 | 0 | Ls | 0 | 0000 | IDR | General | 0 | 11513 | Material | N | N | N | ""
12867 | 323255-0000 | Pekerjaan Instalasi Substation Automation Hardware | Substation Automation Hardware Installation Work | 2026-01-06 16:43:54 | 0 | Pcs | 455500000 | 0000 | IDR | General | 0 | 0 | Material | N | N | N | ""
8364 | 323018-0000 | pekerjaan integrasi grounding sistem baru dengan exsisting (OSP) | new system grounding integration work with existing (OSP) | 2013-08-19 13:38:18 | 0 | Ls | 0 | 0000 | IDR | General | 0 | 10301 | Material | N | N | N | ""
7798 | 124013-0000 | Pekerjaan Jaring Kawat Baja (Wire Mesh) | Wire Mesh Work |  | 0 | Service | 0 | Kg | "" | "" | 0 | 0 | Material | N | N | N
12662 | 129469-0000 | Pekerjaan Jasa Drainase Air Terbuka Ukuran 30x30cm | Open Water Drainage Services Work Size 30x30cm | 2025-06-24 11:08:00 | 0 | Ml | 0 | 0000 |  | General | 0 | 0 | Material | N | N | N | ""
12660 | 129467-0000 | Pekerjaan Jasa Drainase Air Terbuka Ukuran 50x50cm | Open Water Drainage Services Work Size 50x50cm | 2025-06-24 11:05:37 | 0 | Ml | 0 | 0000 |  | General | 0 | 0 | Material | N | N | N | ""
12661 | 129468-0000 | Pekerjaan Jasa Drainase Air Terbuka Ukuran 80x80cm | Open Water Drainage Services Work Size 80x80cm | 2025-06-24 11:06:39 | 0 | Ml | 0 | 0000 |  | General | 0 | 0 | Material | N | N | N | ""
7797 | 124012-0000 | Pekerjaan Kabel Presstressed Polos / Strands | Plain / Strands Presstressed Cable Work |  | 0 | Service | 0 | Kg | "" | "" | 0 | 0 | Material | N | N | N
11734 | 129404-0000 | Pekerjaan Kebersihan sebelum cor | Cleaning work before casting | 2021-01-15 15:38:52 | 0 | M2 | 1000 | 0000 | IDR | General | 0 | 0 | Material | N | N | N | ""
11735 | 129405-0000 | Pekerjaan kebersihan setelah cor | Cleaning work after casting | 2021-01-15 15:42:10 | 0 | M2 | 1000 | 0000 | IDR | General | 0 | 0 | Material | N | N | N | ""
8350 | 121175-0000 | Pekerjaan Konstruksi Covering and Dewatering | Covering and Dewatering Construction Work | 2013-08-05 10:35:21 | 0 | Ls | 0 | 0000 | IDR | General | 0 | 10270 | Material | N | N | N | ""
8304 | 423034-0000 | Pekerjaan Konstruksi Hand Hole Type HH2 | Hand Hole Type HH2 Construction Work | 2013-08-01 10:49:35 | 0 | Pcs | 0 | 0000 | IDR | General | 0 | 10101 | Material | N | N | N | ""
8296 | 423026-0000 | Pekerjaan Konstruksi Jembatan Pipa Duct dengan Pipa Baja 4 inchi, Bentangan 3-6 meter dengan Tumpuan Beton bertulang | Duct Pipe Bridge Construction Work with 4 inch Steel Pipe, 3-6 meter span with reinforced concrete supports | 2013-08-01 10:36:30 | 0 | Mtr | 0 | 0000 | IDR | General | 0 | 10101 | Material | N | N | N | ""
8365 | 123040-0000 | Pekerjaan Konstruksi Jembatan Pipa Duct dengan Pipa Baja 4 inchi, Bentangan 6-12 meter dengan Tumpuan Beton bertulang (BSS 1) | Duct Pipe Bridge Construction Work with 4 inch Steel Pipe, 6-12 meter Span with Reinforced Concrete Supports (BSS 1) | 2013-08-19 14:02:27 | 0 | Mtr | 0 | 0000 | IDR | General | 0 | 10301 | Material | N | N | N | ""
8366 | 123041-0000 | Pekerjaan Konstruksi Jembatan Pipa Duct dengan Pipa Baja 4 inchi, Bentangan di atas 12 meter dengan Tumpuan Beton bertulang (BTS 1) | Duct Pipe Bridge Construction Work with 4 inch Steel Pipe, Span above 12 meters with Reinforced Concrete Supports (BTS 1) | 2013-08-19 14:03:30 | 0 | Mtr | 0 | 0000 | IDR | General | 0 | 10301 | Material | N | N | N | ""
8299 | 423029-0000 | Pekerjaan Konstruksi Jembatan Pipa Duct dengan Pipa Baja 4 inchi, dengan Sistem menempel pada Struktur yang ada | Duct Pipe Bridge Construction Work with 4 inch Steel Pipe, with a System attached to the existing Structure | 2013-08-01 10:38:55 | 0 | Mtr | 0 | 0000 | IDR | General | 0 | 10101 | Material | N | N | N | ""
8297 | 423027-0000 | Pekerjaan Konstruksi Jembatan Pipa Duct dengan sistem gantung, Bentangan 20-40 meter dengan Tumpuan Tiang Beton 9 meter | Duct Pipe Bridge Construction Work with a hanging system, 20-40 meter span with 9 meter concrete pillar supports | 2013-08-01 10:37:16 | 0 | Mtr | 0 | 0000 | IDR | General | 0 | 10101 | Material | N | N | N | ""
8667 | 129071-0000 | Pekerjaan Konstruksi Pondasi Tower Transmisi Type DSP Class 3 Pad and Chimney with Piled | Transmission Tower Foundation Construction Work Type DSP Class 3 Pad and Chimney with Piled | 2013-10-04 11:05:56 | 0 | Twr | 0 | 0000 | IDR | General | 0 | 11132 | Material | N | N | N | ""
8659 | 129063-0000 | Pekerjaan Konstruksi Pondasi Tower Transmisi Type SSP5 Class 2 Pad and Chimney with Piled | Transmission Tower Foundation Construction Work Type SSP5 Class 2 Pad and Chimney with Piled | 2013-10-04 11:01:27 | 0 | Twr | 0 | 0000 | IDR | General | 0 | 11132 | Material | N | N | N | ""
8660 | 129064-0000 | Pekerjaan Konstruksi Pondasi Tower Transmisi Type SSP5 Class 3 Pad and Chimney with Piled | Transmission Tower Foundation Construction Work Type SSP5 Class 3 Pad and Chimney with Piled | 2013-10-04 11:01:56 | 0 | Twr | 0 | 0000 | IDR | General | 0 | 11132 | Material | N | N | N | ""
8661 | 129065-0000 | Pekerjaan Konstruksi Pondasi Tower Transmisi Type TSP15 Class 2 Pad and Chimney with Piled | Transmission Tower Foundation Construction Work Type TSP15 Class 2 Pad and Chimney with Piled | 2013-10-04 11:02:29 | 0 | Twr | 0 | 0000 | IDR | General | 0 | 11132 | Material | N | N | N | ""
8662 | 129066-0000 | Pekerjaan Konstruksi Pondasi Tower Transmisi Type TSP15 Class 3 Pad and Chimney with Piled | Transmission Tower Foundation Construction Work Type TSP15 Class 3 Pad and Chimney with Piled | 2013-10-04 11:03:04 | 0 | Twr | 0 | 0000 | IDR | General | 0 | 11132 | Material | N | N | N | ""
8663 | 129067-0000 | Pekerjaan Konstruksi Pondasi Tower Transmisi Type TSP15 Class 5 Pad and Chimney (Enlarged) or Raft with Piled | Transmission Tower Foundation Construction Work Type TSP15 Class 5 Pad and Chimney (Enlarged) or Raft with Piled | 2013-10-04 11:03:36 | 0 | Twr | 0 | 0000 | IDR | General | 0 | 11132 | Material | N | N | N | ""
8664 | 129068-0000 | Pekerjaan Konstruksi Pondasi Tower Transmisi Type TSP30 Class 2 Pad and Chimney with Piled | Transmission Tower Foundation Construction Work Type TSP30 Class 2 Pad and Chimney with Piled | 2013-10-04 11:04:21 | 0 | Twr | 0 | 0000 | IDR | General | 0 | 11132 | Material | N | N | N | ""
8665 | 129069-0000 | Pekerjaan Konstruksi Pondasi Tower Transmisi Type TSP30 Class 3 Pad and Chimney with Piled | Transmission Tower Foundation Construction Work Type TSP30 Class 3 Pad and Chimney with Piled | 2013-10-04 11:04:54 | 0 | Twr | 0 | 0000 | IDR | General | 0 | 11132 | Material | N | N | N | ""
8666 | 129070-0000 | Pekerjaan Konstruksi Pondasi Tower Transmisi Type TSP60 Class 3 Pad and Chimney with Piled | Transmission Tower Foundation Construction Work Type TSP60 Class 3 Pad and Chimney with Piled | 2013-10-04 11:05:26 | 0 | Twr | 0 | 0000 | IDR | General | 0 | 11132 | Material | N | N | N | ""
11737 | 129407-0000 | Pekerjaan Lain-2 (area tidak terjangkau) | Other Work-2 (area not covered) | 2021-01-15 15:47:50 | 0 | M2 | 0 | 0000 |  | General | 0 | 0 | Material | N | N | N | ""
11736 | 129406-0000 | Pekerjaan Lain2 (tambahan harga /10 lt) | Other Work (additional price / 10 lt) | 2021-01-15 15:44:57 | 0 | M2 | 1000 | 0000 | IDR | General | 0 | 0 | Material | N | N | N | ""
11739 | 129409-0000 | Pekerjaan Lain-lain (Gerindra) | Other Work (Gerindra) | 2021-01-15 15:53:26 | 0 | M2 | 500 | 0000 | IDR | General | 0 | 0 | Material | N | N | N | ""
11474 | 129370-0000 | Pekerjaan List Plafond | Ceiling List Work | 2019-09-02 22:21:19 | 0 | Mtr | 10000 | 0000 | IDR | General | 0 | 0 | Material | N | N | N | ""
10139 | 111355-0000 | Pekerjaan Mainhole Plafond | Mainhole Ceiling Work | 2016-02-01 17:31:26 | 0 | Pcs | 0 | 0000 |  | General | 0 | 0 | Material | N | N | N | ""
7908 | 121110-0000 | Pekerjaan Memasang Badkip Fiberglass | Fiberglass Badkip Installation Work |  | 0 | Service | 0 | Set | "" | "" | 0 | 0 | Material | N | N | N
7907 | 121109-0000 | Pekerjaan Memasang Badkip Porselen | Porcelain Badkip Installation Work |  | 0 | Service | 0 | Set | "" | "" | 0 | 0 | Material | N | N | N
7909 | 121111-0000 | Pekerjaan Memasang Bak Cuci Piring Stainles Steel | Stainless Steel Sink Installation Work |  | 0 | Service | 1900000 | Set | IDR | "" | 0 | 0 | Material | N | N | N
7905 | 121107-0000 | Pekerjaan Memasang Bak Mandi Fiberglass, volume 0.30 m3 | Fiberglass Bathtub Installation Work, volume 0.30 m3 |  | 0 | Service | 0 | Set | "" | "" | 0 | 0 | Material | N | N | N
7906 | 121108-0000 | Pekerjaan Memasang Bak Mandi Fiberglass, volume 1.00 m3 | Fiberglass Bathtub Installation Work, volume 1.00 m3 |  | 0 | Service | 0 | Set | "" | "" | 0 | 0 | Material | N | N | N
7903 | 121105-0000 | Pekerjaan Memasang Bak Mandi Teraso, volume 0.30 m3 | Terrazzo Bathtub Installation Work, volume 0.30 m3 |  | 0 | Service | 0 | Set | "" | "" | 0 | 0 | Material | N | N | N
7904 | 121106-0000 | Pekerjaan Memasang Bak Mandi Teraso, volume 1.00 m3 | Terrazzo Bathtub Installation Work, volume 1.00 m3 |  | 0 | Service | 0 | Set | "" | "" | 0 | 0 | Material | N | N | N
7927 | 121129-0000 | Pekerjaan Memasang Floor Drain | Floor Drain Installation Work |  | 0 | Service | 55000 | Set | IDR | "" | 0 | 0 | Material | N | N | N
7899 | 121101-0000 | Pekerjaan Memasang Kloset Duduk / Monoblok | Work of Installing a Sitting Toilet / Monoblock |  | 0 | Service | 114000 | Set | IDR | "" | 0 | 0 | Material | N | N | N
7900 | 121102-0000 | Pekerjaan Memasang Kloset Jongkok Porselen | Porcelain Squat Toilet Installation Work |  | 0 | Service | 0 | Set | "" | "" | 0 | 0 | Material | N | N | N
7926 | 121128-0000 | Pekerjaan Memasang Kran diameter 3/4 inch atau 1/2 inch | Work on installing a 3/4 inch or 1/2 inch diameter faucet |  | 0 | Service | 0 | Set | "" | "" | 0 | 0 | Material | N | N | N
7925 | 121127-0000 | Pekerjaan Memasang Pipa Beton diameter 30 cm - 100 cm | Concrete Pipe Installation Work with a diameter of 30 cm - 100 cm |  | 0 | Service | 36000 | Mtr | IDR | "" | 0 | 0 | Material | N | N | N
7924 | 121126-0000 | Pekerjaan Memasang Pipa Beton diameter 5 cm - 20 cm | Concrete Pipe Installation Work with a diameter of 5 cm - 20 cm |  | 0 | Service | 0 | Mtr | "" | "" | 0 | 0 | Material | N | N | N
7912 | 121114-0000 | Pekerjaan Memasang Pipa Galvanis diameter 1 inch | Work of installing 1 inch diameter galvanized pipe |  | 0 | Service | 0 | Mtr | "" | "" | 0 | 0 | Material | N | N | N
7910 | 121112-0000 | Pekerjaan Memasang Pipa Galvanis diameter 1/2 inch | Galvanized Pipe Installation Work with a diameter of 1/2 inch |  | 0 | Service | 0 | Mtr | "" | "" | 0 | 0 | Material | N | N | N
7913 | 121115-0000 | Pekerjaan Memasang Pipa Galvanis diameter 11/2 inch | Galvanized Pipe Installation Work with a diameter of 1 1/2 inches |  | 0 | Service | 0 | Mtr | "" | "" | 0 | 0 | Material | N | N | N
7914 | 121116-0000 | Pekerjaan Memasang Pipa Galvanis diameter 3 inch | Work of installing 3 inch diameter galvanized pipes |  | 0 | Service | 0 | Mtr | "" | "" | 0 | 0 | Material | N | N | N
7911 | 121113-0000 | Pekerjaan Memasang Pipa Galvanis diameter 3/4 inch | Work of installing 3/4 inch diameter galvanized pipes |  | 0 | Service | 0 | Mtr | "" | "" | 0 | 0 | Material | N | N | N
7915 | 121117-0000 | Pekerjaan Memasang Pipa Galvanis diameter 4 inch | Work of installing 4 inch diameter galvanized pipes |  | 0 | Service | 0 | Mtr | "" | "" | 0 | 0 | Material | N | N | N
7918 | 121120-0000 | Pekerjaan Memasang Pipa PVC tipe AW diameter 1 inch | Work on installing PVC pipe type AW with a diameter of 1 inch |  | 0 | Service | 0 | Mtr | "" | "" | 0 | 0 | Material | N | N | N
7916 | 121118-0000 | Pekerjaan Memasang Pipa PVC tipe AW diameter 1/2 inch | Work on installing PVC pipes, type AW, diameter 1/2 inch |  | 0 | Service | 0 | Mtr | "" | "" | 0 | 0 | Material | N | N | N
7919 | 121121-0000 | Pekerjaan Memasang Pipa PVC tipe AW diameter 11/2 inch | Work on installing PVC pipe type AW with a diameter of 11/2 inches |  | 0 | Service | 57000 | Mtr | IDR | "" | 0 | 0 | Material | N | N | N
7920 | 121122-0000 | Pekerjaan Memasang Pipa PVC tipe AW diameter 2 inch | Work on installing PVC pipes, type AW, diameter 2 inches |  | 0 | Service | 0 | Mtr | "" | "" | 0 | 0 | Material | N | N | N
7921 | 121123-0000 | Pekerjaan Memasang Pipa PVC tipe AW diameter 21/2 inch | Work on installing PVC pipe type AW with a diameter of 21/2 inches |  | 0 | Service | 0 | Mtr | "" | "" | 0 | 0 | Material | N | N | N
7922 | 121124-0000 | Pekerjaan Memasang Pipa PVC tipe AW diameter 3 inch | Work on installing PVC pipes, type AW, diameter 3 inches |  | 0 | Service | 55000 | Mtr | IDR | "" | 0 | 0 | Material | N | N | N
7917 | 121119-0000 | Pekerjaan Memasang Pipa PVC tipe AW diameter 3/4 inch | Work on installing PVC pipes, type AW, diameter 3/4 inch |  | 0 | Service | 0 | Mtr | "" | "" | 0 | 0 | Material | N | N | N
7923 | 121125-0000 | Pekerjaan Memasang Pipa PVC tipe AW diameter 4 inch | Work on installing 4 inch diameter AW type PVC pipes |  | 0 | Service | 2850 | Mtr | IDR | "" | 0 | 0 | Material | N | N | N
7780 | 123033-0000 | Pekerjaan Memasang PVC Waterstop lebar 150 mm | PVC Waterstop Installation Work 150 mm wide |  | 0 | Service | 0 | Mtr | "" | "" | 0 | 0 | Material | N | N | N
7781 | 123034-0000 | Pekerjaan Memasang PVC Waterstop lebar 200 mm | Work of installing 200 mm wide PVC Waterstop |  | 0 | Service | 45000 | Mtr | IDR | "" | 0 | 0 | Material | N | N | N
7782 | 123035-0000 | Pekerjaan Memasang PVC Waterstop lebar 230 mm | PVC Waterstop Installation Work 230 mm wide |  | 0 | Service | 0 | Mtr | "" | "" | 0 | 0 | Material | N | N | N
7783 | 123036-0000 | Pekerjaan Memasang PVC Waterstop lebar 250 mm | PVC Waterstop Installation Work 250 mm wide |  | 0 | Service | 0 | Mtr | "" | "" | 0 | 0 | Material | N | N | N
7784 | 123037-0000 | Pekerjaan Memasang PVC Waterstop lebar 300 mm | PVC Waterstop Installation Work 300 mm wide |  | 0 | Service | 0 | Mtr | "" | "" | 0 | 0 | Material | N | N | N
7785 | 123038-0000 | Pekerjaan Memasang PVC Waterstop lebar 320 mm | PVC Waterstop Installation Work 320 mm wide |  | 0 | Service | 0 | Mtr | "" | "" | 0 | 0 | Material | N | N | N
7901 | 121103-0000 | Pekerjaan Memasang Urinoir Porselen | Porcelain Urinal Installation Work |  | 0 | Service | 0 | Set | "" | "" | 0 | 0 | Material | N | N | N
7902 | 121104-0000 | Pekerjaan Memasang Wastafel | Sink Installation Job |  | 0 | Service | 0 | Set | "" | "" | 0 | 0 | Material | N | N | N
7793 | 124008-0000 | Pekerjaan Membuat Beton (Site Mix) 1 Pc : 1.5Ps : 2.5 Split | Concrete Making Work (Site Mix) 1 Pc : 1.5Ps : 2.5 Split |  | 0 | Service | 0 | M3 | "" | "" | 0 | 0 | Material | N | N | N
7792 | 124007-0000 | Pekerjaan Membuat Beton (Site Mix) 1 Pc : 1.5Ps : 3 Split | Concrete Making Work (Site Mix) 1 Pc : 1.5Ps : 3 Split |  | 0 | Service | 0 | M3 | "" | "" | 0 | 0 | Material | N | N | N
7794 | 124009-0000 | Pekerjaan Membuat Beton (Site Mix) 1 Pc : 1Ps : 1 Split | Concrete Making Work (Site Mix) 1 Pc : 1 Ps : 1 Split |  | 0 | Service | 0 | M3 | "" | "" | 0 | 0 | Material | N | N | N
7790 | 124005-0000 | Pekerjaan Membuat Beton (Site Mix) 1 Pc : 2Ps : 3 Split | Concrete Making Work (Site Mix) 1 Pc : 2Ps : 3 Split |  | 0 | Service | 350000 | M3 | IDR | "" | 300000 | 0 | Material | N | N | N
7791 | 124006-0000 | Pekerjaan Membuat Beton (Site Mix) 1 Pc : 2Ps : 4 Split | Concrete Making Work (Site Mix) 1 Pc : 2Ps : 4 Split |  | 0 | Service | 600000 | M3 | IDR | "" | 0 | 0 | Material | N | N | N
8279 | 124024-0000 | Pekerjaan Membuat Beton Bertulang 1Pc, 2 Ps, 3 Split dengan (125 kg Pembesian) | Reinforced Concrete Making Work 1Pc, 2 Ps, 3 Split with (125 kg of Reinforcement) | 2013-08-01 09:41:32 | 0 | M3 | 0 | 0000 | IDR | General | 0 | 10101 | Material | N | N | N | ""
8253 | 124023-0000 | Pekerjaan Membuat Beton Bertulang 1Pc,2 Ps,3 Split dengan (125 kg Pembesian) | Reinforced Concrete Making Work 1Pc, 2 Ps, 3 Split with (125 kg of Reinforcement) | 2013-07-28 09:41:35 | 0 | M3 | 0 | 0000 | IDR | General | 0 | 9991 | Material | N | N | N | ""
7795 | 124010-0000 | Pekerjaan Membuat Beton Kedap Air dengan Strorox - 100 | Waterproofing Concrete with Strorox - 100 |  | 0 | Service | 0 | M3 | "" | "" | 0 | 0 | Material | N | N | N
7786 | 124001-0000 | Pekerjaan Membuat Lantai Kerja Beton Tumbuk 1 Pc : 3 Ps : 5 Krl | Work on Making a Concrete Work Floor 1 Pc : 3 Ps : 5 Krl |  | 0 | Service | 45000 | M2 | IDR | "" | 0 | 0 | Material | N | N | N
7787 | 124002-0000 | Pekerjaan Membuat Lantai Kerja Beton Tumbuk 1 Pc : 3 Ps : 6 Krl | Work on Making a Concrete Work Floor 1 Pc : 3 Ps : 6 Krl |  | 0 | Service | 0 | M3 | "" | "" | 0 | 0 | Material | N | N | N
7788 | 124003-0000 | Pekerjaan Membuat Lantai Kerja Beton Tumbuk 1 Pc : 4 Ps : 6 Krl | Work on Making a Concrete Work Floor 1 Pc : 4 Ps : 6 Krl |  | 0 | Service | 0 | M3 | "" | "" | 0 | 0 | Material | N | N | N
12670 | 129471-0000 | Pekerjaan Membuat Lantai Kerja Beton Tumbuk 1 PC, 3 Sand, 5 Split | Work on Making a Work Floor from 1 PC, 3 Sand, 5 Split Concrete | 2025-06-24 18:11:43 | 0 | M3 | 41984 | 0000 | IDR | General | 0 | 0 | Material | N | N | N | ""
7789 | 124004-0000 | Pekerjaan Membuat Tiang Pancang Prestressed Beton | Prestressed Concrete Pile Making Work |  | 0 | Service | 0 | M3 | "" | "" | 0 | 0 | Material | N | N | N
9331 | 129107-0000 | Pekerjaan Menara pemantau | Watchtower Work | 2014-06-13 14:29:52 | 0 | Unit | 0 | 0000 | IDR | General | 0 | 0 | Material | N | N | N | ""
7958 | 121160-0000 | Pekerjaan Mendempul dan Menggosok Kayu | Wood Puttying and Polishing Work |  | 0 | Service | 0 | M2 | "" | "" | 0 | 0 | Material | N | N | N
7959 | 121161-0000 | Pekerjaan Mengecatan Bidang Kayu Baru ( 1 Lapis Plamir ), 1 Lapis Cat Dasar, 2 Lapis Cat Penutup | Painting Work on New Wood Surface (1 Layer of Putty), 1 Layer of Base Paint, 2 Layers of Top Paint |  | 0 | Service | 0 | M2 | "" | "" | 0 | 0 | Material | N | N | N
7951 | 121153-0000 | Pekerjaan Mengerok Karat dan Cat Lama dengan Sand blasting dgn Tingkat Kebersihan Sa 21/2. | Rust and Old Paint Scraping Work with Sand Blasting with Cleanliness Level Sa 21/2. |  | 0 | Service | 0 | M2 | "" | "" | 0 | 0 | Material | N | N | N
7950 | 121152-0000 | Pekerjaan Mengerok Karat dan Cat Lama Permukaan Baja dengan Cara Manual | Manual Scraping of Rust and Old Paint from Steel Surfaces |  | 0 | Service | 0 | M2 | "" | "" | 0 | 0 | Material | N | N | N
7947 | 121149-0000 | Pekerjaan Mengikis / Mengerok Permukaan Cat Tembok Lama | Scraping / Scraping the Surface of Old Wall Paint |  | 0 | Service | 0 | M2 | "" | "" | 0 | 0 | Material | N | N | N
9107 | 129083-0000 | Pekerjaan metal work gates | Metal work gates work | 2014-03-14 16:27:15 | 0 | Ls | 0 | 0000 | IDR | General | 0 | 11633 | Material | N | N | N | ""
12225 | 129450-0000 | Pekerjaan Pasang & Bongkar Bekisting | Formwork Installation & Dismantling Work | 2023-03-25 16:33:12 | 0 | M2 | 85000 | 0000 | IDR | General | 0 | 0 | Material | N | N | N | ""
11730 | 129400-0000 | Pekerjaan Pasang & Bongkar Bekisting Horizontal | Horizontal Formwork Installation & Dismantling Work | 2021-01-15 15:23:40 | 0 | M2 | 40000 | 0000 | IDR | General | 0 | 0 | Material | N | N | N | ""
11731 | 129401-0000 | Pekerjaan Pasang & Bongkar Bekisting Kepalan (kepala kolom, RW, CW dll) | Formwork Installation & Dismantling Work (column heads, RW, CW, etc.) | 2021-01-15 15:27:11 | 0 | M2 | 80000 | 0000 | IDR | General | 0 | 0 | Material | N | N | N | ""
11733 | 129403-0000 | Pekerjaan Pasang & Bongkar Bekisting Perancah di atas 5 m | Scaffolding Formwork Installation & Dismantling Work above 5 m | 2021-01-15 15:34:28 | 0 | M2 | 5000 | 0000 | IDR | General | 0 | 0 | Material | N | N | N | ""
11732 | 129402-0000 | Pekerjaan Pasang & Bongkar Bekisting shaft, gutter, block out,openning, stop cor,drop elevasi | Installation & Dismantling of Shaft Formwork, Gutter, Block Out, Opening, Stop Casting, Drop Elevation | 2021-01-15 15:30:46 | 0 | M2 | 25000 | 0000 | IDR | General | 0 | 0 | Material | N | N | N | ""
11729 | 129399-0000 | Pekerjaan Pasang & Bongkar Bekisting Vertikal Diding, Parapet | Installation and Dismantling of Vertical Wall and Parapet Formwork | 2021-01-15 15:19:54 | 0 | M2 | 38500 | 0000 | IDR | General | 0 | 0 | Material | N | N | N | ""
11728 | 129398-0000 | Pekerjaan Pasang & BongkarBekisting vertikal (kecuali dinding dan parapet) | Installation & Dismantling of Vertical Formwork (except walls and parapets) | 2021-01-15 15:15:27 | 0 | M2 | 31500 | 0000 | IDR | General | 0 | 0 | Material | N | N | N | ""
9329 | 129105-0000 | Pekerjaan pasang bronjong batas tanah warga di atas bendung | Work on installing gabions on residents' land boundaries above the dam | 2014-06-13 14:27:32 | 0 | M3 | 0 | 0000 | IDR | General | 0 | 0 | Material | N | N | N | ""
9328 | 129104-0000 | Pekerjaan pasang bronjong pada sisi sungai di atas bendung | Work on installing gabions on the river side above the dam | 2014-06-13 14:25:58 | 0 | M3 | 0 | 0000 | IDR | General | 0 | 0 | Material | N | N | N | ""
9330 | 129106-0000 | Pekerjaan pasang bronjong perkuatan tanah area disposal Cross Drain-A | Work on installing gabions to strengthen the soil in the Cross Drain-A disposal area | 2014-06-13 14:28:37 | 0 | M3 | 0 | 0000 | IDR | General | 0 | 0 | Material | N | N | N | ""
7938 | 121140-0000 | Pekerjaan Pasang Door Closer | Door Closer Installation Work |  | 0 | Service | 0 | Pcs | "" | "" | 0 | 0 | Material | N | N | N
7941 | 121143-0000 | Pekerjaan Pasang Door Stop | Door Stop Installation Work |  | 0 | Service | 0 | Pcs | "" | "" | 0 | 0 | Material | N | N | N
7935 | 121137-0000 | Pekerjaan Pasang Engsel Angin | Wind Hinge Installation Work |  | 0 | Service | 0 | Pcs | "" | "" | 0 | 0 | Material | N | N | N
7934 | 121136-0000 | Pekerjaan Pasang Engsel Jendela Kupu - kupu | Butterfly Window Hinge Installation Work |  | 0 | Service | 0 | Pcs | "" | "" | 0 | 0 | Material | N | N | N
7933 | 121135-0000 | Pekerjaan Pasang Engsel Pintu | Door Hinge Installation Work |  | 0 | Service | 0 | Pcs | "" | "" | 0 | 0 | Material | N | N | N
7946 | 121148-0000 | Pekerjaan Pasang Kaca, tebal 12 mm | Glass Installation Work, 12 mm thick |  | 0 | Service | 0 | M2 | "" | "" | 0 | 0 | Material | N | N | N
7943 | 121145-0000 | Pekerjaan Pasang Kaca, tebal 3 mm | Glass Installation Work, 3 mm thick |  | 0 | Service | 30000 | M2 | IDR | "" | 0 | 0 | Material | N | N | N
7944 | 121146-0000 | Pekerjaan Pasang Kaca, tebal 5 mm | Glass Installation Work, 5 mm thick |  | 0 | Service | 0 | M2 | "" | "" | 0 | 0 | Material | N | N | N
7945 | 121147-0000 | Pekerjaan Pasang Kaca, tebal 8 mm | Glass Installation Work, 8 mm thick |  | 0 | Service | 0 | M2 | "" | "" | 0 | 0 | Material | N | N | N
7937 | 121139-0000 | Pekerjaan Pasang Kait angin | Wind Hook Installation Work |  | 0 | Service | 0 | Pcs | "" | "" | 0 | 0 | Material | N | N | N
7931 | 121133-0000 | Pekerjaan Pasang Kunci Handle | Handle Lock Installation Work |  | 0 | Service | 62234 | Set | IDR | "" | 0 | 0 | Material | N | N | N
7930 | 121132-0000 | Pekerjaan Pasang Kunci Handle Anti Panic Door | Anti-Panic Door Handle Lock Installation Work |  | 0 | Service | 5000 | Set | IDR | "" | 0 | 0 | Material | N | N | N
7939 | 121141-0000 | Pekerjaan Pasang Kunci Selot | Latch Lock Installation Job |  | 0 | Service | 0 | Pcs | "" | "" | 0 | 0 | Material | N | N | N
7932 | 121134-0000 | Pekerjaan Pasang Kunci Silinder | Cylinder Lock Installation Work |  | 0 | Service | 0 | Set | "" | "" | 0 | 0 | Material | N | N | N
7940 | 121142-0000 | Pekerjaan Pasang Pegangan Pintu / Door Holder | Door Handle / Door Holder Installation Work |  | 0 | Service | 0 | Set | "" | "" | 0 | 0 | Material | N | N | N
9913 | 323131-0000 | pekerjaan Pasang press klem utk GSW 55 | Installation of press clamps for GSW 55 | 2015-06-19 14:54:07 | 0 | Pcs | 260000 | 0000 | IDR | General | 0 | 0 | Material | N | N | N | ""
7942 | 121144-0000 | Pekerjaan Pasang Rel Pintu Dorong | Push Door Rail Installation Work |  | 0 | Service | 0 | Set | "" | "" | 0 | 0 | Material | N | N | N
7936 | 121138-0000 | Pekerjaan Pasang Spring Knip | Spring Knip Installation Work |  | 0 | Service | 0 | Pcs | "" | "" | 0 | 0 | Material | N | N | N
7875 | 127017-0000 | Pekerjaan Pasangan Alluminium Foil / Sisalation | Aluminum Foil / Sisalation Pairing Work |  | 0 | Service | 0 | M2 | "" | "" | 0 | 0 | Material | N | N | N
7864 | 127006-0000 | Pekerjaan Pasangan Atap Asbes Gelombang | Corrugated Asbestos Roofing Work |  | 0 | Service | 0 | M2 | "" | "" | 0 | 0 | Material | N | N | N
7866 | 127008-0000 | Pekerjaan Pasangan Atap Fiber Glass/ Acrilic Gelombang | Fiberglass/Corrugated Acrylic Roof Installation Work |  | 0 | Service | 0 | M2 | "" | "" | 0 | 0 | Material | N | N | N
7861 | 127003-0000 | Pekerjaan Pasangan Atap Genteng Beton | Concrete Roof Tile Installation Work |  | 0 | Service | 0 | M2 | "" | "" | 0 | 0 | Material | N | N | N
7862 | 127004-0000 | Pekerjaan Pasangan Atap Genteng GRC | GRC Roof Tile Installation Work |  | 0 | Service | 3500312.5 | M2 | IDR | "" | 0 | 0 | Material | N | N | N
7860 | 127002-0000 | Pekerjaan Pasangan Atap Genteng Keramik Kodok/ Ukuran Besar | Large Size Frog Ceramic Tile Roof Installation Work |  | 0 | Service | 0 | M2 | "" | "" | 0 | 0 | Material | N | N | N
7859 | 127001-0000 | Pekerjaan Pasangan Atap Genteng Keramik Palentong/ Ukuran Kecil | Palentong Ceramic Roof Tile Installation Work/Small Size |  | 0 | Service | 0 | M2 | "" | "" | 0 | 0 | Material | N | N | N
7865 | 127007-0000 | Pekerjaan Pasangan Atap Metal/ Seng Gelombang | Metal Roofing/Corrugated Iron Roofing Work |  | 0 | Service | 25000 | M2 | IDR | "" | 0 | 0 | Material | N | N | N
7863 | 127005-0000 | Pekerjaan Pasangan Atap Sirap | Shingle Roof Installation Work |  | 0 | Service | 0 | M2 | "" | "" | 0 | 0 | Material | N | N | N
7750 | 123003-0000 | Pekerjaan Pasangan Bata Merah 1Pc : 3Ps 1 Bata | Red Brick Laying Work 1Pc : 3Ps 1 Brick |  | 0 | Service | 50000 | M2 | IDR | "" | 0 | 0 | Material | N | N | N
7752 | 123005-0000 | Pekerjaan Pasangan Bata Merah 1Pc : 3Ps 1/2 Bata | Red Brick Laying Work 1Pc : 3Ps 1/2 Brick |  | 0 | Service | 0 | M2 | "" | "" | 0 | 0 | Material | N | N | N
7751 | 123004-0000 | Pekerjaan Pasangan Bata Merah 1Pc : 5Ps 1 Bata | Red Brick Laying Work 1Pc : 5Ps 1 Brick |  | 0 | Service | 0 | M2 | "" | "" | 0 | 0 | Material | N | N | N
7753 | 123006-0000 | Pekerjaan Pasangan Bata Merah 1Pc : 5Ps 1/2 Bata | Red Brick Laying Work 1Pc : 5Ps 1/2 Brick |  | 0 | Service | 0 | M2 | "" | "" | 0 | 0 | Material | N | N | N
7748 | 123001-0000 | Pekerjaan Pasangan Batu kali 1 Pc : 3Ps | River Stone Masonry Work 1 Pc : 3Ps |  | 0 | Service | 250000 | M3 | IDR | "" | 0 | 0 | Material | N | N | N
7749 | 123002-0000 | Pekerjaan Pasangan Batu kali 1 Pc : 5Ps | River Stone Masonry Work 1 Pc : 5Ps |  | 0 | Service | 0 | M3 | "" | "" | 0 | 0 | Material | N | N | N
11725 | 129395-0000 | Pekerjaan Pasangan Bekisting Horizontal (convensional, Side & Boat Beam) | Horizontal Formwork Work (conventional, Side & Boat Beam) | 2021-01-15 14:52:35 | 0 | M2 | 10000 | 0000 | IDR | General | 0 | 0 | Material | N | N | N | ""
11726 | 129396-0000 | Pekerjaan Pasangan Bekisting Horizontgal Table Form (Balok & Plat Full System) | Horizontal Table Formwork (Full System Beams & Plates) | 2021-01-15 14:59:23 | 0 | M2 | 15000 | 0000 | IDR | General | 0 | 0 | Material | N | N | N | ""
11727 | 129397-0000 | Pekerjaan Pasangan Bekisting Shaft, Gutter, Blockout, Openning, Stop Cor, Drop Elevasi,Plat Form (lantai kerja CW/SW) | Shaft Formwork, Gutter, Blockout, Openning, Stop Casting, Drop Elevation, Plate Form (CW/SW work floor) | 2021-01-15 15:07:37 | 0 | M2 | 120000 | 0000 | IDR | General | 0 | 0 | Material | N | N | N | ""
7799 | 124014-0000 | Pekerjaan Pasangan Bekisting Umum | General Formwork Work |  | 0 | Service | 35000 | M2 | IDR | "" | 0 | 0 | Material | N | N | N
7804 | 124019-0000 | Pekerjaan Pasangan Bekisting untuk Balok | Formwork Work for Beams |  | 0 | Service | 2400000 | M2 | IDR | "" | 0 | 0 | Material | N | N | N
7806 | 124021-0000 | Pekerjaan Pasangan Bekisting untuk Dinding | Formwork Work for Walls |  | 0 | Service | 10000 | M2 | IDR | "" | 0 | 0 | Material | N | N | N
7803 | 124018-0000 | Pekerjaan Pasangan Bekisting untuk Kolom | Formwork Work for Columns |  | 0 | Service | 20000 | M2 | IDR | "" | 0 | 0 | Material | N | N | N
11764 | 129420-0000 | Pekerjaan Pasangan Bekisting untuk Pilecap | Formwork Work for Pilecap | 2021-02-02 17:09:41 | 0 | M2 | 8500 | 0000 | IDR | General | 0 | 0 | Material | N | N | N | ""
7801 | 124016-0000 | Pekerjaan Pasangan Bekisting untuk Pondasi | Formwork Work for Foundation |  | 0 | Service | 35000 | M2 | IDR | "" | 30000 | 0 | Material | N | N | N
7802 | 124017-0000 | Pekerjaan Pasangan Bekisting untuk Sloof | Formwork Work for Sloof |  | 0 | Service | 0 | M2 | "" | "" | 0 | 0 | Material | N | N | N
7807 | 124022-0000 | Pekerjaan Pasangan Bekisting untuk Tangga | Formwork Work for Stairs |  | 0 | Service | 44500 | M2 | IDR | "" | 0 | 0 | Material | N | N | N
7835 | 126005-0000 | Pekerjaan Pasangan Bouvenlight Kayu Standar | Standard Wood Bouvenlight Pair Work |  | 0 | Service | 100000 | Pcs | IDR | "" | 0 | 0 | Material | N | N | N
7871 | 127013-0000 | Pekerjaan Pasangan Bubung Atap Asbes | Asbestos Roof Roofing Work |  | 0 | Service | 0 | Mtr | "" | "" | 0 | 0 | Material | N | N | N
7874 | 127016-0000 | Pekerjaan Pasangan Bubung Atap Fiber Glass/ Acrilic | Fiberglass/Acrylic Roof Roof Installation Work |  | 0 | Service | 0 | Mtr | "" | "" | 0 | 0 | Material | N | N | N
7872 | 127014-0000 | Pekerjaan Pasangan Bubung Atap GRC | GRC Roof Roofing Installation Work |  | 0 | Service | 0 | Mtr | "" | "" | 0 | 0 | Material | N | N | N
7873 | 127015-0000 | Pekerjaan Pasangan Bubung Atap Metal/ Seng | Metal/Zinc Roof Roofing Work |  | 0 | Service | 0 | Mtr | "" | "" | 0 | 0 | Material | N | N | N
7869 | 127011-0000 | Pekerjaan Pasangan Bubung Genteng Beton | Concrete Roof Tile Installation Work |  | 0 | Service | 0 | Mtr | "" | "" | 0 | 0 | Material | N | N | N
7868 | 127010-0000 | Pekerjaan Pasangan Bubung Genteng Keramik Kodok | Frog Ceramic Roof Tile Roof Pair Work |  | 0 | Service | 0 | Mtr | "" | "" | 0 | 0 | Material | N | N | N
7867 | 127009-0000 | Pekerjaan Pasangan Bubung Genteng Keramik Palentong | Palentong Ceramic Roof Tile Installation Work |  | 0 | Service | 0 | Mtr | "" | "" | 0 | 0 | Material | N | N | N
7870 | 127012-0000 | Pekerjaan Pasangan Bubung Sirap Kayu | Wood Shingle Roofing Work |  | 0 | Service | 0 | Mtr | "" | "" | 0 | 0 | Material | N | N | N
7838 | 126008-0000 | Pekerjaan Pasangan Daun Jendela dan Kaca Standar 1 (Kecil) | Standard Window and Glass Installation Work 1 (Small) |  | 0 | Service | 0 | Pcs | "" | "" | 0 | 0 | Material | N | N | N
7839 | 126009-0000 | Pekerjaan Pasangan Daun Jendela dan Kaca Standar 2 (Besar) | Standard Window and Glass Installation Work 2 (Large) |  | 0 | Service | 0 | Pcs | "" | "" | 0 | 0 | Material | N | N | N
7837 | 126007-0000 | Pekerjaan Pasangan Daun Pintu Kayu (Double Swing) | Wooden Door Leaf Pairing Work (Double Swing) |  | 0 | Service | 0 | Pcs | "" | "" | 0 | 0 | Material | N | N | N
7836 | 126006-0000 | Pekerjaan Pasangan Daun Pintu Kayu (Single Swing) | Wooden Door Leaf Pairing Work (Single Swing) |  | 0 | Service | 0 | Pcs | "" | "" | 0 | 0 | Material | N | N | N
7826 | 125019-0000 | Pekerjaan Pasangan Dinding Bata Klinker 5 x 5 x 24 cm | Clinker Brick Wall Installation Work 5 x 5 x 24 cm |  | 0 | Service | 45000 | M2 | IDR | "" | 0 | 0 | Material | N | N | N
7827 | 125020-0000 | Pekerjaan Pasangan Dinding Batu Paros | Paros Stone Wall Installation Work |  | 0 | Service | 0 | M2 | "" | "" | 0 | 0 | Material | N | N | N
7828 | 125021-0000 | Pekerjaan Pasangan Dinding Batu Tempel Arsitektur | Architectural Stone Wall Cladding Work |  | 0 | Service | 0 | M2 | "" | "" | 0 | 0 | Material | N | N | N
7824 | 125017-0000 | Pekerjaan Pasangan Dinding Keramik 20 x 25 cm, | Ceramic Wall Installation Work 20 x 25 cm, |  | 0 | Service | 20000 | M2 | IDR | "" | 0 | 0 | Material | N | N | N
7825 | 125018-0000 | Pekerjaan Pasangan Dinding Keramik 40 x 60 cm, | Ceramic Wall Installation Work 40 x 60 cm, |  | 0 | Service | 0 | M2 | "" | "" | 0 | 0 | Material | N | N | N
7830 | 125023-0000 | Pekerjaan Pasangan Floor Hardener | Floor Hardener Couple Job |  | 0 | M2 | 45000 | M2 | IDR | "" | 0 | 0 | Material | N | N | N
7840 | 126010-0000 | Pekerjaan Pasangan Jalusi/ Ventilasi Kayu dan Kaca Standar | Standard Wood and Glass Jalousie/Ventilation Installation Work |  | 0 | Service | 0 | Pcs | "" | "" | 0 | 0 | Material | N | N | N
7887 | 129007-0000 | Pekerjaan Pasangan Jendela Besi Tahan Api dan Rangka | Fireproof Iron Window and Frame Installation Work |  | 0 | Service | 0 | M2 | "" | "" | 0 | 0 | Material | N | N | N
7885 | 129005-0000 | Pekerjaan Pasangan Jendela Besi/ Baja dan Rangka | Iron/Steel Window and Frame Installation Work |  | 0 | Service | 0 | M2 | "" | "" | 0 | 0 | Material | N | N | N
7894 | 129014-0000 | Pekerjaan Pasangan Jendela Kaca dan Frame Allumunium | Glass Window and Aluminum Frame Installation Work |  | 0 | Service | 800000 | M2 | IDR | "" | 0 | 0 | Material | N | N | N
7898 | 129018-0000 | Pekerjaan Pasangan Jendela Nako dan Tralis | Nako and Trellis Window Pairing Work |  | 0 | Service | 0 | M2 | "" | "" | 0 | 0 | Material | N | N | N
7843 | 126013-0000 | Pekerjaan Pasangan Kaso + Reng Atap Genteng Konvensional | Conventional Roof Tile Rafter and Batten Installation Work |  | 0 | Service | 0 | M2 | "" | "" | 0 | 0 | Material | N | N | N
7844 | 126014-0000 | Pekerjaan Pasangan Kaso + Reng Atap Sirap Kayu | Wooden Shingle Roof Rafter and Batten Installation Work |  | 0 | Service | 0 | M2 | "" | "" | 0 | 0 | Material | N | N | N
7896 | 129016-0000 | Pekerjaan Pasangan Kawat Harmonika (Chain Link) | Harmonica Wire Pair Work (Chain Link) |  | 0 | Service | 0 | M2 | "" | "" | 0 | 0 | Material | N | N | N
7897 | 129017-0000 | Pekerjaan Pasangan Kawat Kassa | Wire Mesh Couple Job |  | 0 | Service | 0 | M2 | "" | "" | 0 | 0 | Material | N | N | N
7841 | 126011-0000 | Pekerjaan Pasangan Konstruksi Atap Kuda-kuda Konvensional | Conventional Roof Truss Construction Work |  | 0 | Service | 0 | M3 | "" | "" | 0 | 0 | Material | N | N | N
7842 | 126012-0000 | Pekerjaan Pasangan Konstruksi Atap Kuda-kuda Truss | Truss Roof Construction Couple Work |  | 0 | Service | 0 | M3 | "" | "" | 0 | 0 | Material | N | N | N
7857 | 126027-0000 | Pekerjaan Pasangan Konstruksi Lantai Kayu | Wood Floor Construction Couple Work |  | 0 | Service | 0 | M3 | "" | "" | 0 | 0 | Material | N | N | N
7856 | 126026-0000 | Pekerjaan Pasangan Konstruksi Rangka Lantai Kayu | Wooden Floor Frame Construction Couple Work |  | 0 | Service | 0 | M3 | "" | "" | 0 | 0 | Material | N | N | N
7858 | 126028-0000 | Pekerjaan Pasangan Konstruksi Struktur Rangka Kayu | Timber Frame Structure Construction Couple Work |  | 0 | Service | 0 | M3 | "" | "" | 0 | 0 | Material | N | N | N
7892 | 129012-0000 | Pekerjaan Pasangan Kusen Allumunium | Aluminum Frame Installation Work |  | 0 | Service | 9010700 | Mtr | IDR | "" | 0 | 0 | Material | N | N | N
7833 | 126003-0000 | Pekerjaan Pasangan Kusen Jendela Kayu Standar 1 (Kecil) | Standard Wooden Window Frame Installation Work 1 (Small) |  | 0 | Service | 2500000 | Pcs | IDR | "" | 0 | 0 | Material | N | N | N
7834 | 126004-0000 | Pekerjaan Pasangan Kusen Jendela Kayu Standar 2 (Besar) | Standard 2 (Large) Wooden Window Frame Installation Work |  | 0 | Service | 0 | Pcs | "" | "" | 0 | 0 | Material | N | N | N
7832 | 126002-0000 | Pekerjaan Pasangan Kusen Pintu Kayu (Double Swing) | Wooden Door Frame Installation Work (Double Swing) |  | 0 | Service | 0 | Pcs | "" | "" | 0 | 0 | Material | N | N | N
7831 | 126001-0000 | Pekerjaan Pasangan Kusen Pintu Kayu (Single Swing) | Wooden Door Frame Installation Work (Single Swing) |  | 0 | Service | 0 | Pcs | "" | "" | 0 | 0 | Material | N | N | N
7877 | 128002-0000 | Pekerjaan Pasangan Langit - langit Akustik 6 mm | 6mm Acoustic Ceiling Pair Work |  | 0 | Service | 0 | M2 | "" | "" | 0 | 0 | Material | N | N | N
7880 | 128005-0000 | Pekerjaan Pasangan Langit - langit Asbes 6 mm | 6 mm Asbestos Ceiling Installation Work |  | 0 | Service | 0 | M2 | "" | "" | 0 | 0 | Material | N | N | N
7876 | 128001-0000 | Pekerjaan Pasangan Langit - langit Gypsum 6 mm | 6 mm Gypsum Ceiling Installation Work |  | 0 | Service | 88400 | M2 | IDR | "" | 0 | 0 | Material | N | N | N
7878 | 128003-0000 | Pekerjaan Pasangan Langit - langit Plywood 4 mm | 4mm Plywood Ceiling Installation Work |  | 0 | Service | 0 | M2 | "" | "" | 0 | 0 | Material | N | N | N
7879 | 128004-0000 | Pekerjaan Pasangan Langit - langit Plywood 6 mm | 6mm Plywood Ceiling Installation Work |  | 0 | Service | 0 | M2 | "" | "" | 0 | 0 | Material | N | N | N
7822 | 125015-0000 | Pekerjaan Pasangan Lantai Karpet | Carpet Flooring Couple Job |  | 0 | Service | 0 | M2 | "" | "" | 0 | 0 | Material | N | N | N
7813 | 125006-0000 | Pekerjaan Pasangan Lantai Marmer/ Tera, ukuran 40 x 40 cm | Marble/Terra Floor Installation Work, size 40 x 40 cm |  | 0 | Service | 0 | M2 | "" | "" | 0 | 0 | Material | N | N | N
7812 | 125005-0000 | Pekerjaan Pasangan Lantai Marmer/ Tera, ukuran 60 x 60 cm | Marble/Terra Floor Installation Work, size 60 x 60 cm |  | 0 | Service | 0 | M2 | "" | "" | 0 | 0 | Material | N | N | N
7821 | 125014-0000 | Pekerjaan Pasangan Lantai Parquet Jati | Teak Parquet Flooring Work |  | 0 | Service | 0 | M2 | "" | "" | 0 | 0 | Material | N | N | N
7811 | 125004-0000 | Pekerjaan Pasangan Lantai Ubin/ Keramik, ukuran 20 x 20 cm | Floor Tile/Ceramic Installation Work, size 20 x 20 cm |  | 0 | Service | 57000 | M2 | IDR | "" | 0 | 0 | Material | N | N | N
7810 | 125003-0000 | Pekerjaan Pasangan Lantai Ubin/ Keramik, ukuran 30 x 30 cm | Floor Tile/Ceramic Installation Work, size 30 x 30 cm |  | 0 | Service | 20000 | M2 | IDR | "" | 0 | 0 | Material | N | N | N
7809 | 125002-0000 | Pekerjaan Pasangan Lantai Ubin/ Keramik, ukuran 40 x 40 cm | Tile/Ceramic Floor Installation Work, size 40 x 40 cm |  | 0 | Service | 57000 | M2 | IDR | "" | 0 | 0 | Material | N | N | N
7808 | 125001-0000 | Pekerjaan Pasangan Lantai Ubin/ Keramik, ukuran 60 x 60 cm | Tile/Ceramic Floor Installation Work, size 60 x 60 cm |  | 0 | Service | 75000 | M2 | IDR | "" | 0 | 0 | Material | N | N | N
7820 | 125013-0000 | Pekerjaan Pasangan Lantai Vinyl Karet 30 x 30 cm | 30 x 30 cm Rubber Vinyl Flooring Installation Work |  | 0 | Service | 0 | M2 | "" | "" | 0 | 0 | Material | N | N | N
7851 | 126021-0000 | Pekerjaan Pasangan Lisplank Kayu, 1x( 3 x 20 ) cm | Wooden Lisplank Pairing Work, 1x( 3 x 20 ) cm |  | 0 | Service | 175000 | Mtr | IDR | "" | 0 | 0 | Material | N | N | N
7852 | 126022-0000 | Pekerjaan Pasangan Lisplank Kayu, 1x( 3 x 30 ) cm | Wooden Lisplank Pairing Work, 1x( 3 x 30 ) cm |  | 0 | Service | 0 | Mtr | "" | "" | 0 | 0 | Material | N | N | N
7853 | 126023-0000 | Pekerjaan Pasangan Lisplank Kayu, 2x( 3 x 20 ) cm | Wooden Lisplank Pairing Work, 2x( 3 x 20 ) cm |  | 0 | Service | 0 | Mtr | "" | "" | 0 | 0 | Material | N | N | N
7854 | 126024-0000 | Pekerjaan Pasangan Lisplank Kayu, 2x( 3 x 30 ) cm | Wooden Lisplank Pairing Work, 2x( 3 x 30 ) cm |  | 0 | Service | 0 | Mtr | "" | "" | 0 | 0 | Material | N | N | N
7855 | 126025-0000 | Pekerjaan Pasangan List Plapond Kayu Profile | Wooden Profile Ceiling List Pair Work |  | 0 | Service | 23000 | Mtr | IDR | "" | 0 | 0 | Material | N | N | N
7886 | 129006-0000 | Pekerjaan Pasangan Pintu Besi Tahan Api dan Rangka | Fireproof Iron Door and Frame Installation Work |  | 0 | Service | 15000 | M2 | IDR | "" | 0 | 0 | Material | N | N | N
7890 | 129010-0000 | Pekerjaan Pasangan Pintu Allumunium dan Rangka | Aluminum Door and Frame Installation Work |  | 0 | Service | 0 | M2 | "" | "" | 0 | 0 | Material | N | N | N
7884 | 129004-0000 | Pekerjaan Pasangan Pintu Besi/ Baja dan Rangka | Iron/Steel Door and Frame Installation Work |  | 0 | Service | 250000 | M2 | IDR | "" | 0 | 0 | Material | N | N | N
7888 | 129008-0000 | Pekerjaan Pasangan Pintu Gulung Besi (Rolling Door) dan Rangka | Rolling Door and Frame Installation Work |  | 0 | Service | 555555.56 | M2 | IDR | "" | 0 | 0 | Material | N | N | N
7893 | 129013-0000 | Pekerjaan Pasangan Pintu Kaca dan Frame Allumunium | Glass Door and Aluminum Frame Installation Work |  | 0 | Service | 13000000 | M2 | IDR | "" | 0 | 0 | Material | N | N | N
7889 | 129009-0000 | Pekerjaan Pasangan Pintu Lipat Besi dan Rangka | Iron Folding Door and Frame Installation Work |  | 0 | Service | 0 | M2 | "" | "" | 0 | 0 | Material | N | N | N
7891 | 129011-0000 | Pekerjaan Pasangan Pintu Suncreen Allumunium | Sunscreen Aluminum Door Pairing Work |  | 0 | Service | 0 | M2 | "" | "" | 0 | 0 | Material | N | N | N
7818 | 125011-0000 | Pekerjaan Pasangan Plint Marmer/ Tera, ukuran 10 x 40 cm | Marble/Terra Plinth Pairing Work, size 10 x 40 cm |  | 0 | Service | 0 | M2 | "" | "" | 0 | 0 | Material | N | N | N
7819 | 125012-0000 | Pekerjaan Pasangan Plint Marmer/ Tera, ukuran 10 x 60 cm | Marble/Terra Plinth Pairing Work, size 10 x 60 cm |  | 0 | Service | 0 | M2 | "" | "" | 0 | 0 | Material | N | N | N
7814 | 125007-0000 | Pekerjaan Pasangan Plint Ubin/ Keramik, ukuran 10 x 20 cm | Tile/Ceramic Plinth Installation Work, size 10 x 20 cm |  | 0 | Service | 0 | M2 | "" | "" | 0 | 0 | Material | N | N | N
7815 | 125008-0000 | Pekerjaan Pasangan Plint Ubin/ Keramik, ukuran 10 x 30 cm | Tile/Ceramic Plinth Installation Work, size 10 x 30 cm |  | 0 | Service | 0 | M2 | "" | "" | 0 | 0 | Material | N | N | N
7816 | 125009-0000 | Pekerjaan Pasangan Plint Ubin/ Keramik, ukuran 10 x 40 cm | Tile/Ceramic Plinth Installation Work, size 10 x 40 cm |  | 0 | Service | 20900 | M2 | IDR | "" | 0 | 0 | Material | N | N | N
7817 | 125010-0000 | Pekerjaan Pasangan Plint Ubin/ Keramik, ukuran 10 x 60 cm | Tile/Ceramic Plinth Installation Work, size 10 x 60 cm |  | 0 | Service | 0 | M2 | "" | "" | 0 | 0 | Material | N | N | N
7881 | 129001-0000 | Pekerjaan Pasangan Rangka Atap Baja | Steel Roof Frame Installation Work |  | 0 | Service | 490000000 | Kg | IDR | "" | 0 | 0 | Material | N | N | N
7882 | 129002-0000 | Pekerjaan Pasangan Rangka Atap Baja Ringan (Truss) | Light Steel Roof Frame (Truss) Installation Work |  | 0 | Service | 70000 | M2 | IDR | "" | 0 | 0 | Material | N | N | N
7845 | 126015-0000 | Pekerjaan Pasangan Rangka Langit - langit Kayu, (100 x 100) cm | Wooden Ceiling Frame Pairing Work, (100 x 100) cm |  | 0 | Service | 0 | M2 | "" | "" | 0 | 0 | Material | N | N | N
7850 | 126020-0000 | Pekerjaan Pasangan Rangka Langit - langit Kayu, (40 x 40) cm | Wooden Ceiling Frame Pairing Work, (40 x 40) cm |  | 0 | Service | 0 | M2 | "" | "" | 0 | 0 | Material | N | N | N
7849 | 126019-0000 | Pekerjaan Pasangan Rangka Langit - langit Kayu, (50 x 50) cm | Wooden Ceiling Frame Pairing Work, (50 x 50) cm |  | 0 | Service | 0 | M2 | "" | "" | 0 | 0 | Material | N | N | N
7848 | 126018-0000 | Pekerjaan Pasangan Rangka Langit - langit Kayu, (50 x 100) cm | Wooden Ceiling Frame Pairing Work, (50 x 100) cm |  | 0 | Service | 0 | M2 | "" | "" | 0 | 0 | Material | N | N | N
7847 | 126017-0000 | Pekerjaan Pasangan Rangka Langit - langit Kayu, (60 x 100) cm | Wooden Ceiling Frame Pairing Work, (60 x 100) cm |  | 0 | Service | 0 | M2 | "" | "" | 0 | 0 | Material | N | N | N
7846 | 126016-0000 | Pekerjaan Pasangan Rangka Langit - langit Kayu, (60 x 120) cm | Wooden Ceiling Frame Pairing Work, (60 x 120) cm |  | 0 | Service | 0 | M2 | "" | "" | 0 | 0 | Material | N | N | N
7800 | 124015-0000 | Pekerjaan Pasangan Stoot Werk | Stoot Werk Couple Jobs |  | 0 | Service | 0 | M2 | "" | "" | 0 | 0 | Material | N | N | N
7883 | 129003-0000 | Pekerjaan Pasangan Struktur Rangka Ruang Baja (Space) | Steel Space Frame Structure Pair Work (Space) |  | 0 | Service | 0 | Kg | "" | "" | 0 | 0 | Material | N | N | N
7928 | 121130-0000 | Pekerjaan Pasangan Talang PVC (Gutter Rain), W 140 | PVC Gutter Installation Work (Gutter Rain), W 140 |  | 0 | Service | 2850 | Mtr | IDR | "" | 0 | 0 | Material | N | N | N
7929 | 121131-0000 | Pekerjaan Pasangan Talang PVC 1/2 Lingkaran diameter 10 cm, | PVC Gutter Installation Work 1/2 Circle diameter 10 cm, |  | 0 | Service | 28500 | Mtr | IDR | "" | 0 | 0 | Material | N | N | N
7895 | 129015-0000 | Pekerjaan Pasangan Tralis Besi | Iron Trellis Pair Work |  | 0 | Service | 0 | M2 | "" | "" | 0 | 0 | Material | N | N | N
7823 | 125016-0000 | Pekerjaan Pasangan Underlyer, tebal 6 mm | Underlayment Couple Work, 6 mm thick |  | 0 | Service | 0 | M2 | "" | "" | 0 | 0 | Material | N | N | N
7829 | 125022-0000 | Pekerjaan Pasangan Wall Covering (Wall Paper) lebar 50 cm | Wall Covering (Wall Paper) Couple Work 50 cm wide |  | 0 | Service | 25000 | M2 | IDR | "" | 0 | 0 | Material | N | N | N
7962 | 121164-0000 | Pekerjaan Pelaburan Bidang Kayu dengan Cat Residu dan Ter | Wood Field Resurfacing Work with Residue Paint and Tar |  | 0 | Service | 0 | M2 | "" | "" | 0 | 0 | Material | N | N | N
7961 | 121163-0000 | Pekerjaan Pelaburan Bidang Kayu dengan Pelitur | Wood Finishing Work with Polish |  | 0 | Service | 0 | M2 | "" | "" | 0 | 0 | Material | N | N | N
7960 | 121162-0000 | Pekerjaan Pelaburan Bidang Kayu dengan Teak Oil | Wood Field Resurfacing Work with Teak Oil |  | 0 | Service | 0 | M2 | "" | "" | 0 | 0 | Material | N | N | N
7963 | 121165-0000 | Pekerjaan Pelaburan Bidang Kayu dengan Vernis | Wood Surface Covering Work with Varnish |  | 0 | Service | 0 | M2 | "" | "" | 0 | 0 | Material | N | N | N
7771 | 123024-0000 | Pekerjaan Pelesteran Beton 1Pc : 2Ps, tebal 15 mm | Concrete Plastering Work 1Pc : 2Ps, 15 mm thick |  | 0 | Service | 0 | M2 | "" | "" | 0 | 0 | Material | N | N | N
7772 | 123025-0000 | Pekerjaan Pelesteran Beton 1Pc : 3Ps, tebal 15 mm | Concrete Plastering Work 1Pc: 3Ps, 15 mm thick |  | 0 | Service | 0 | M2 | "" | "" | 0 | 0 | Material | N | N | N
7774 | 123027-0000 | Pekerjaan Pelesteran Ciprat 1 Pc : 2 Ps | Splash Plastering Work 1 Pc : 2 Ps |  | 0 | Service | 0 | M2 | "" | "" | 0 | 0 | Material | N | N | N
7775 | 123028-0000 | Pekerjaan Pelesteran Siar Adukan 1 Pc : 2 Ps | Plastering Work Mixing 1 Pc : 2 Ps |  | 0 | Service | 27500 | M2 | IDR | "" | 0 | 0 | Material | N | N | N
7773 | 123026-0000 | Pekerjaan Pelesteran Skoring 1Pc : 2Ps | Plastering Scoring Work 1Pc : 2Ps |  | 0 | Service | 0 | M2 | "" | "" | 0 | 0 | Material | N | N | N
7776 | 123029-0000 | Pekerjaan Pelesteran Waterfroof Batacote 3 lapis | 3-layer Batacote Waterproofing Plastering Work |  | 0 | Service | 165000 | M2 | IDR | "" | 0 | 0 | Material | N | N | N
7745 | 122011-0000; 2001017 | Pekerjaan Pemadatan tanah | Soil compaction work | 2017-08-07 15:54:43 | 0 | M3 | 3000 | M3 | IDR | "" | 0 | 13327 | Material | N | N | N
9306 | 424065-0000 | Pekerjaan Pemasangan / Penarikan Kabel Serat Optik (FO) FTTH Distribusi | Fiber Optic Cable Installation / Pulling Work (FO) FTTH Distribution | 2014-06-09 11:47:34 | 0 | Mtr | 0 | 0000 | IDR | General | 0 | 11683 | Material | N | N | N | ""
9307 | 424066-0000 | Pekerjaan Pemasangan / Penarikan Kabel Serat Optik (FO) FTTH Feeder | Fiber Optic Cable Installation / Pulling Work (FO) FTTH Feeder | 2014-06-09 11:48:29 | 0 | Mtr | 0 | 0000 | IDR | General | 0 | 11683 | Material | N | N | N | ""
8093 | 421012-0000 | Pekerjaan Pemasangan AC Cab, seal dan Kit | AC Cab Installation Work, seal and Kit |  | 0 | Set | 663542 | 0000 | IDR |  | 0 | 0 |  | N | N | N
12107 | 221055-0000 | Pekerjaan Pemasangan Aircraft Warning Lights di konduktor | Aircraft Warning Lights Installation Work on the conductor | 2022-06-28 11:53:05 | 0 | Set | 150000 | 0000 | IDR | General | 0 | 0 | Material | N | N | N | ""
12186 | 221057-0000 | Pekerjaan Pemasangan Aircraft Warning Lights di Tower | Aircraft Warning Lights Installation Work on Tower | 2022-12-05 15:55:08 | 0 | Set | 93000 | 0000 | IDR | General | 0 | 0 | Material | N | N | N | ""
8631 | 129053-0000 | Pekerjaan Pemasangan Aircraft warning spheres ball | Aircraft warning spheres ball installation work | 2013-10-04 10:30:51 | 0 | Set | 175000 | 0000 | IDR | General | 0 | 11132 | Material | N | N | N | ""
10153 | 424146-0000 | Pekerjaan Pemasangan Aksesoris Kabel FO ADSS 24 core | 24 core ADSS FO Cable Accessories Installation Work | 2016-02-19 10:07:29 | 0 | Set | 5470568 | 0000 | IDR | General | 0 | 0 | Material | N | N | N | ""
10295 | 424160-0000 | Pekerjaan Pemasangan Aksesoris tiang eksisting | Existing pole accessory installation work | 2016-09-02 15:07:30 | 0 | Set | 33071 | 0000 | IDR | General | 0 | 0 | Material | N | N | N | ""
8090 | 421009-0000 | Pekerjaan Pemasangan Aksesoris Tiang Telepon (Steel Pole) 7 meter | Telephone Pole Accessory Installation Work (Steel Pole) 7 meters |  | 0 | Pcs | 26190 | 0000 | IDR |  | 30890 | 0 |  | N | N | N
8317 | 221002-0000 | Pekerjaan Pemasangan Aluminium Cable Tray W.100 | Aluminum Cable Tray W.100 Installation Work | 2013-08-01 11:02:29 | 0 | Mtr | 65000 | 0000 | IDR | General | 0 | 10101 | Material | N | N | N | ""
8630 | 129052-0000 | Pekerjaan Pemasangan Anti climbing guards (1 sets per steelpole) | Anti-climbing guards installation work (1 set per steelpole) | 2013-10-04 10:30:11 | 0 | Twr | 0 | 0000 | IDR | General | 0 | 11132 | Material | N | N | N | ""
8629 | 129051-0000 | Pekerjaan Pemasangan Anti climbing guards (4 sets per tower) | Anti-climbing guards installation work (4 sets per tower) | 2013-10-04 10:29:30 | 0 | Twr | 104000 | 0000 | IDR | General | 0 | 11132 | Material | N | N | N | ""
9841 | 221026-0000 | Pekerjaan Pemasangan Chemical Anchor Up to M20 | Chemical Anchor Installation Work Up to M20 | 2015-03-11 10:56:13 | 0 | Pcs | 250000 | 0000 | IDR | General | 45000 | 0 | Material | N | N | N | ""
8600 | 323026-0000 | Pekerjaan pemasangan Continuous or cross-connected counterpoise cable 30 m length, 450 mm depth | Installation work of Continuous or cross-connected counterpoise cable 30 m length, 450 mm depth | 2013-10-04 10:03:19 | 0 | Set | 0 | 0000 | IDR | General | 0 | 11132 | Material | N | N | N | ""
8627 | 129049-0000 | Pekerjaan Pemasangan Danger Plate with fixing facilities (2 sets per tower) | Danger Plate Installation Work with fixing facilities (2 sets per tower) | 2013-10-04 10:27:55 | 0 | Twr | 104000 | 0000 | IDR | General | 0 | 11132 | Material | N | N | N | ""
8599 | 323025-0000 | Pekerjaan Pemasangan Earthing angle comprising 4 sets of galvanized steel, lead wire, including all clamps. | Earthing angle installation work consisting of 4 sets of galvanized steel, lead wire, including all clamps. | 2013-10-04 10:01:43 | 0 | Twr | 0 | 0000 | IDR | General | 0 | 11132 | Material | N | N | N | ""
8295 | 423025-0000 | Pekerjaan Pemasangan Fiber Optic Cable Rack 19 Inchi | 19 Inch Fiber Optic Cable Rack Installation Work | 2013-08-01 10:34:05 | 0 | Set | 0 | 0000 | IDR | General | 0 | 10101 | Material | N | N | N | ""
8334 | 123049-0000 | Pekerjaan Pemasangan Frame Baja untuk Hand Hole ukuran 60x60 cm | Steel Frame Installation Work for Hand Hole measuring 60x60 cm | 2016-02-03 14:02:56 | 0 | Set | 0 | 0000 | IDR | General | 0 | 10101 | Material | N | N | N | ""
8333 | 123039-0000 | Pekerjaan Pemasangan Frame Baja untuk Hand Hole ukuran 80x80 cm | Steel Frame Installation Work for Hand Hole measuring 80x80 cm | 2016-02-03 14:02:24 | 0 | Set | 820000 | 0000 | IDR | General | 820000 | 10101 | Material | N | N | N | ""
8092 | 421011-0000 | Pekerjaan Pemasangan Galvanize Steel Pole 2 inchi 4 meter | Galvanized Steel Pole Installation Work 2 inches 4 meters |  | 0 | Pcs | 1 | 0000 |  |  | 0 | 0 |  | N | N | N
8597 | 323024-0000 | Pekerjaan pemasangan Gantry Joint Box (GB) | Gantry Joint Box (GB) installation work | 2013-10-04 09:58:22 | 0 | Set | 5200000 | 0000 | IDR | General | 0 | 11132 | Material | N | N | N | ""
8676 | 323030-0000 | Pekerjaan Pemasangan GB-G3 grounding Steel rods | GB-G3 grounding Steel rods installation work | 2013-10-04 16:18:36 | 0 | ea | 333000 | 0000 | IDR | General | 260417 | 11132 | Material | N | N | N | ""
8454 | 323021-0000 | Pekerjaan pemasangan grounding 1 titik rod pada ODP/kotak pembagi (max 3 ohm) | Installation work of 1 point grounding rod on ODP/divider box (max 3 ohms) | 2013-09-10 13:42:51 | 0 | Site | 328510 | 0000 | IDR | General | 208334 | 11194 | Material | N | N | N | ""
8453 | 323020-0000 | Pekerjaan pemasangan grounding 3 titik rod pada ODC (max 1 ohm) | Installation work of 3-point grounding rod on ODC (max 1 ohm) | 2013-09-10 13:41:55 | 0 | Site | 392850 | 0000 | IDR | General | 260417 | 11194 | Material | N | N | N | ""
9550 | 323050-0000 | Pekerjaan pemasangan grounding Integrasi | Integration grounding installation work | 2014-11-17 12:31:01 | 0 | Site | 34500 | 0000 | IDR | General | 1800 | 12148 | Material | N | N | N | ""
8120 | 323002-0000 | Pekerjaan Pemasangan Grounding Rod Diameter 7/8 inchi | Grounding Rod Installation Work Diameter 7/8 inch |  | 0 | Mtr | 0 | 0000 |  |  | 0 | 0 |  | N | N | N
9302 | 424062-0000 | Pekerjaan Pemasangan HH ukuran diameter dalam (P X L X T 40x40x40) cor beton 1-2-3 | HH Installation Work, inner diameter size (L X W X H 40x40x40) concrete casting 1-2-3 | 2014-06-09 11:38:44 | 0 | Pcs | 0 | 0000 | IDR | General | 0 | 11683 | Material | N | N | N | ""
9304 | 424063-0000 | Pekerjaan Pemasangan HH ukuran diameter dalam (P X L X T 60x40x60) cor beton 1-2-3 | HH installation work, inner diameter size (L X W X H 60x40x60) concrete casting 1-2-3 | 2014-06-09 11:42:34 | 0 | Pcs | 1000000 | 0000 | IDR | General | 0 | 11683 | Material | N | N | N | ""
8192 | 323003-0000 | Pekerjaan Pemasangan Kabel Elektrik Diameter 12-25 mm | Electrical Cable Installation Work Diameter 12-25 mm | 2013-07-15 17:49:47 | 0 | Mtr | 0 | 0000 | IDR | General | 0 | 9982 | Material | N | N | N | ""
8119 | 323001-0000 | Pekerjaan Pemasangan Kabel Grounding Diameter 35 -50 mm | Grounding Cable Installation Work Diameter 35-50 mm |  | 0 | Mtr | 3500 | 0000 | IDR |  | 0 | 0 |  | N | N | N
8256 | 121167-0000 | Pekerjaan Pemasangan Kabel Temberang (Sling) | Transverse Cable (Sling) Installation Work | 2013-07-28 10:24:46 | 0 | Mtr | 1500 | 0000 | IDR | General | 1500 | 9991 | Material | N | N | N | ""
11643 | 424175-0000 | Pekerjaan Pemasangan kabel UTP/RF/Power | UTP/RF/Power cable installation work | 2020-07-29 11:25:01 | 0 | Mtr | 0 | 0000 |  | General | 0 | 0 | Material | N | N | N | ""
10040 | 424127-0000 | Pekerjaan pemasangan label odp | ODP label installation work | 2016-02-10 11:44:13 | 0 | Ls | 0 | 0000 |  | General | 0 | 13658 | Material | N | N | N | ""
10041 | 424128-0000 | Pekerjaan pemasangan label odp | ODP label installation work | 2015-11-06 10:41:55 | 0 | Ls | 0 | 0000 |  | General | 0 | 0 | Material | N | Y | N | ""
8194 | 323005-0000 | Pekerjaan Pemasangan Lampu Penerangan Electric Type Baret | Installation Work for Electric Lighting Type Baret | 2013-07-15 17:51:25 | 0 | Pcs | 0 | 0000 | IDR | General | 0 | 9982 | Material | N | N | N | ""
8195 | 323006-0000 | Pekerjaan Pemasangan Lampu Penerangan Electric Type Down Light | Work to Install Electric Type Down Lights | 2013-07-15 17:52:21 | 0 | Pcs | 50000 | 0000 | IDR | General | 0 | 9982 | Material | N | N | N | ""
8193 | 323004-0000 | Pekerjaan Pemasangan Lampu Penerangan Electric Type TL | TL Type Electric Lighting Installation Work | 2013-07-15 17:50:42 | 0 | Pcs | 15625 | 0000 | IDR | General | 0 | 9982 | Material | N | N | N | ""
7747 | 122013-0000 | Pekerjaan Pemasangan Lapisan ijuk | Palm fiber layer installation work |  | 0 | Service | 0 | M3 | "" | "" | 0 | 0 | Material | N | N | N
8200 | 323011-0000 | Pekerjaan Pemasangan MCB 1 phase, Single Pole | MCB 1 phase, single pole installation work | 2013-07-15 17:56:07 | 0 | Pcs | 0 | 0000 | IDR | General | 0 | 9982 | Material | N | N | N | ""
8201 | 323012-0000 | Pekerjaan Pemasangan MCB 3 phase, Three Pole | 3-phase, three-pole MCB installation work | 2013-07-15 18:14:24 | 0 | Pcs | 0 | 0000 | IDR | General | 0 | 9982 | Material | N | N | N | ""
8628 | 129050-0000 | Pekerjaan Pemasangan Number Plate & Phase Plate with fixing facilities (2 sets per tower/steelpole) | Number Plate & Phase Plate Installation Work with fixing facilities (2 sets per tower/steelpole) | 2013-10-04 10:28:50 | 0 | Twr | 104000 | 0000 | IDR | General | 0 | 11132 | Material | N | N | N | ""
10146 | 424143-0000 | Pekerjaan pemasangan ODP type Indoor/wall Kap 8 core (ODP-A-8) | Installation work of ODP type Indoor/wall Kap 8 core (ODP-A-8) | 2016-02-03 10:47:17 | 0 | Pcs | 0 | 0000 |  | General | 0 | 0 | Material | N | N | N | ""
10126 | 424137-0000 | Pekerjaan pemasangan ODP-A-16, ODP type Indoor/wall Kap 16 | Installation work of ODP-A-16, ODP type Indoor/wall Kap 16 | 2016-02-01 15:54:36 | 0 | Pcs | 0 | 0000 |  | General | 0 | 0 | Material | N | N | N | ""
8107 | 424005-0000 | Pekerjaan Pemasangan Pacth Core (PC) 2m | Patch Core (PC) Installation Work 2m | 2015-07-03 15:58:40 | 0 | Pcs | 2440 | 0000 | IDR |  | 0 | 13308 |  | N | N | N
12865 | 313857-0000 | Pekerjaan Pemasangan Panel Aksesoris pada Disturbance Fault Recorder Panel | Installation Work of Accessory Panel on Disturbance Fault Recorder Panel | 2026-01-06 16:41:08 | 0 | Pcs | 0 | 0000 |  | General | 0 | 0 | Material | N | N | N | ""
12866 | 323254-0000 | Pekerjaan Pemasangan Panel Aksesoris pada Disturbance Fault Recorder Panel | Installation Work of Accessory Panel on Disturbance Fault Recorder Panel | 2026-01-06 16:42:19 | 0 | Set | 81000000 | 0000 | IDR | General | 0 | 0 | Material | N | N | N | ""
12863 | 323252-0000 | Pekerjaan Pemasangan Panel Aksesoris pada Protection & Control Panel for 150 kV Busbar | Installation Work of Accessory Panels on Protection & Control Panels for 150 kV Busbars | 2026-01-06 16:38:03 | 0 | Pcs | 88500000 | 0000 | IDR | General | 0 | 0 | Material | N | N | N | ""
12864 | 323253-0000 | Pekerjaan Pemasangan Panel Aksesoris pada Protection & Control Panel for 150 kV Transformer bay | Installation work of accessory panels on the Protection & Control Panel for 150 kV Transformer bay | 2026-01-06 16:39:35 | 0 | Pcs | 86000000 | 0000 | IDR | General | 0 | 0 | Material | N | N | N | ""
12862 | 323251-0000 | Pekerjaan Pemasangan Panel Aksesoris pada Protection & Control Panel for Line Feeder Bay (OHL) 150 kV line bay | Installation work of Accessory Panel on Protection & Control Panel for Line Feeder Bay (OHL) 150 kV line bay | 2026-01-06 16:36:39 | 0 | Pcs | 87500000 | 0000 | IDR | General | 0 | 0 | Material | N | N | N | ""
12874 | 323256-0000 | Pekerjaan Pemasangan Panel Aksesoris untuk Common System Cubicle | Accessory Panel Installation Work for Common System Cubicle | 2026-01-07 08:29:31 | 0 | SS | 0 | 0000 |  | General | 0 | 0 | Material | N | N | N | ""
12873 | 313863-0000 | Pekerjaan Pemasangan Panel Aksesoris untuk Energy Meters And Panel For 150 Kv Line & Transformer Bays | Installation Work of Accessory Panels for Energy Meters and Panels for 150 Kv Line & Transformer Bays | 2026-01-06 20:21:56 | 0 | Set | 0 | 0000 |  | General | 0 | 0 | Material | N | N | N | ""
12876 | 323257-0000 | Pekerjaan Pemasangan Panel Aksesoris untuk Line Feeder Bay (Consumer) | Accessory Panel Installation Work for Line Feeder Bay (Consumer) | 2026-01-09 14:29:19 | 0 | SS | 0 | 0000 |  | General | 0 | 0 | Material | N | N | N | ""
8204 | 323015-0000 | Pekerjaan Pemasangan Panel MCB 10-15 Pole | 10-15 Pole MCB Panel Installation Work | 2013-07-15 18:18:11 | 0 | Set | 19769334 | 0000 | IDR | General | 0 | 9982 | Material | N | N | N | ""
8202 | 323013-0000 | Pekerjaan Pemasangan Panel MCB 3-5 Pole | 3-5 Pole MCB Panel Installation Work | 2013-07-15 18:16:14 | 0 | Set | 140000 | 0000 | IDR | General | 0 | 9982 | Material | N | N | N | ""
8203 | 323014-0000 | Pekerjaan Pemasangan Panel MCB 5-10 Pole | 5-10 Pole MCB Panel Installation Work | 2013-07-15 18:17:20 | 0 | Set | 0 | 0000 | IDR | General | 0 | 9982 | Material | N | N | N | ""
8292 | 423021-0000 | Pekerjaan Pemasangan Panel ODC 144 Core | ODC 144 Core Panel Installation Work | 2013-08-01 10:22:31 | 0 | Set | 4708388.85 | 0000 | IDR | General | 2604167 | 10101 | Material | N | N | N | ""
8103 | 424001-0000 | Pekerjaan Pemasangan Panel ODC 288 Core | ODC 288 Core Panel Installation Work |  | 0 | Set | 2604167 | 0000 | IDR |  | 2604167 | 0 |  | N | N | N
9549 | 424084-0000 | Pekerjaan Pemasangan Panel ODC 48 Core | ODC 48 Core Panel Installation Work | 2014-11-17 12:29:15 | 0 | Pcs | 1562500 | 0000 | IDR | General | 1562500 | 12148 | Material | N | N | N | ""
8104 | 424002-0000 | Pekerjaan Pemasangan Panel ODC 576 Core | ODC 576 Core Panel Installation Work |  | 0 | Set | 781250 | 0000 | IDR |  | 781250 | 0 |  | N | N | N
8105 | 424003-0000 | Pekerjaan Pemasangan Panel ODP CA 16 Core | ODP CA 16 Core Panel Installation Work |  | 0 | Set | 109125 | 0000 | IDR |  | 119791.67 | 0 |  | N | N | N
8106 | 424004-0000 | Pekerjaan Pemasangan Panel ODP CA 8 Core | ODP CA 8 Core Panel Installation Work |  | 0 | Set | 96030 | 0000 | IDR |  | 104467 | 0 |  | N | N | N
8260 | 424025-0000 | Pekerjaan Pemasangan Panel ODP PB 16 Core | ODP PB 16 Core Panel Installation Work | 2013-07-28 10:40:01 | 0 | Set | 0 | 0000 | IDR | General | 0 | 9991 | Material | N | N | N | ""
8261 | 424026-0000 | Pekerjaan Pemasangan Panel ODP PB 8 Core | ODP PB 8 Core Panel Installation Work | 2013-07-28 10:42:16 | 0 | Set | 101250 | 0000 | IDR | General | 83334 | 9991 | Material | N | N | N | ""
9813 | 424088-0000 | Pekerjaan Pemasangan Passive Spliter | Passive Splitter Installation Work | 2015-02-14 13:00:47 | 0 | Pcs | 15625 | 0000 | IDR | General | 0 | 12502 | Material | N | N | N | ""
8108 | 424006-0000 | Pekerjaan Pemasangan Passive Spliter 1:4 | Passive Spliter 1:4 Installation Work |  | 0 | Pcs | 32737.5 | 0000 | IDR |  | 0 | 0 |  | N | N | N
8262 | 424027-0000 | Pekerjaan Pemasangan Passive Spliter 1-2 | Passive Spliter 1-2 Installation Work | 2013-07-28 10:43:26 | 0 | Pcs | 0 | 0000 | IDR | General | 0 | 9991 | Material | N | N | N | ""
8263 | 424028-0000 | Pekerjaan Pemasangan Passive Spliter 1-8 | Passive Spliter Installation Work 1-8 | 2013-10-30 10:09:46 | 0 | Pcs | 43650 | 0000 | IDR | General | 0 | 9991 | Material | N | N | N | ""
10128 | 424138-0000 | Pekerjaan pemasangan Passive Splitter 1 to 4 type Modular SC/UPC, for ODC termasuk Pigtail | Installation work of Passive Splitter 1 to 4 Modular SC/UPC type, for ODC including Pigtail | 2016-02-01 16:04:30 | 0 | Set | 20000 | 0000 | IDR | General | 0 | 0 | Material | N | N | N | ""
10122 | 424135-0000 | Pekerjaan pemasangan patch cord 2 meter, (FC/LC/SC-APC To FC/LC/SC-APC), G.652 D | 2 meter patch cord installation work, (FC/LC/SC-APC To FC/LC/SC-APC), G.652 D | 2016-02-01 15:44:42 | 0 | Pcs | 1880 | 0000 | IDR | General | 0 | 0 | Material | N | N | N | ""
8284 | 121171-0000 | Pekerjaan Pemasangan Pipa Baja Galvanize 4 Inchi | 4 Inch Galvanized Steel Pipe Installation Work | 2013-08-01 09:49:56 | 0 | Mtr | 0 | 0000 | IDR | General | 0 | 10101 | Material | N | N | N | ""
9548 | 221016-0000 | Pekerjaan Pemasangan Pipa Duct dengan system gantung 1 tiang besi, bentang s/d 100 meter | Duct Pipe Installation Work with a 1 iron pole hanging system, span up to 100 meters | 2014-11-17 12:27:57 | 0 | Mtr | 0 | 0000 | IDR | General | 0 | 12148 | Material | N | N | N | ""
9402 | 424070-0000 | Pekerjaan Pemasangan Pipa Duct dengan system gantung 1 tiang besi, bentang s/d 40 meter | Duct Pipe Installation Work with a 1 iron pole hanging system, span up to 40 meters | 2014-11-17 12:06:57 | 0 | Mtr | 31631.6 | 0000 | IDR | General | 20834 | 11711 | Material | N | N | N | ""
8303 | 423033-0000 | Pekerjaan Pemasangan Pipa Duct Diameter 33/40, dengan Sitem Galian Terbuka, termasuk Perbaikan Kembali | Duct Pipe Installation Work Diameter 33/40, with Open Excavation System, including Repair | 2016-02-03 14:00:26 | 0 | Mtr | 0 | 0000 | IDR | General | 0 | 10101 | Material | N | N | N | ""
8301 | 423031-0000 | Pekerjaan Pemasangan Pipa Duct Diameter 33/40, dengan Sitem Pengeboran Tanah Horizontal | Duct Pipe Installation Work Diameter 33/40, with Horizontal Ground Drilling System | 2016-02-03 13:59:49 | 0 | Mtr | 0 | 0000 | IDR | General | 0 | 10101 | Material | N | N | N | ""
8300 | 423030-0000 | Pekerjaan Pemasangan Pipa Duct PVC Diameter 4 inch, dengan Sitem Pengeboran Tanah Horizontal | PVC Duct Pipe Installation Work with a Diameter of 4 inches, with a Horizontal Ground Drilling System | 2016-02-03 13:58:57 | 0 | Mtr | 214621.68 | 0000 | IDR | General | 0 | 10101 | Material | N | N | N | ""
8281 | 121168-0000 | Pekerjaan Pemasangan Pipa Duct PVC Diameter 4 inchi, dengan Sitem Pengeboran Tanah Horizontal | PVC Duct Pipe Installation Work with a Diameter of 4 inches, with a Horizontal Ground Drilling System | 2013-08-01 09:46:18 | 0 | Mtr | 15545 | 0000 | IDR | General | 0 | 0 | Material | N | N | N | ""
8668 | 129072-0000 | Pekerjaan Pemasangan Pondasi Batu Kali (Stone Masonry) | Stone Masonry Foundation Installation Work | 2013-10-04 11:16:12 | 0 | M3 | 250000 | 0000 | IDR | General | 0 | 11132 | Material | N | N | N | ""
8091 | 421010-0000 | Pekerjaan Pemasangan Raiser Steel Pipe 1 inchi | 1 inch Steel Pipe Raiser Installation Work |  | 0 | Mtr | 11 | 0000 |  |  | 0 | 0 |  | N | N | N
9530 | 221015-0000 | Pekerjaan Pemasangan Rise Pipe untuk pengaman kabel optik ke ODC Pole / titik naik KU diamater 1 panjang 3 meter | Rise Pipe Installation Work for optical cable protection to ODC Pole / KU rise point, diameter 1, length 3 meters | 2014-10-30 14:55:25 | 0 | Pcs | 34920 | 0000 | IDR | General | 35000 | 12168 | Material | N | N | N | ""
10296 | 424161-0000 | Pekerjaan Pemasangan Riser Pipe untuk pengaman kabel optik ke ODC Pole / titik naik KU diamater 2 inch panjang 3 meter | Riser Pipe Installation Work for optical cable protection to the ODC Pole / KU rise point, 2 inches in diameter, 3 meters long | 2016-09-02 15:09:02 | 0 | Pcs | 49898 | 0000 | IDR | General | 0 | 0 | Material | N | N | N | ""
8197 | 323008-0000 | Pekerjaan Pemasangan Saklar Ganda | Double Switch Installation Work | 2013-07-15 17:53:46 | 0 | Pcs | 125000 | 0000 | IDR | General | 0 | 9982 | Material | N | N | N | ""
8198 | 323009-0000 | Pekerjaan Pemasangan Saklar Triple | Triple Switch Installation Work | 2013-07-15 17:54:28 | 0 | Pcs | 0 | 0000 | IDR | General | 0 | 9982 | Material | N | N | N | ""
8196 | 323007-0000 | Pekerjaan Pemasangan Saklar Tungal | Single Switch Installation Work | 2013-07-15 17:53:02 | 0 | Pcs | 90000 | 0000 | IDR | General | 0 | 9982 | Material | N | N | N | ""
8264 | 424029-0000 | Pekerjaan Pemasangan SC Connector untuk Drop Wire | SC Connector Installation Work for Drop Wire | 2013-07-28 10:45:41 | 0 | Pcs | 0 | 0000 | IDR | General | 0 | 9991 | Material | N | N | N | ""
10129 | 424139-0000 | Pekerjaan Pemasangan Set Top Box | Set Top Box Installation Work | 2016-02-01 16:09:23 | 0 | Pcs | 0 | 0000 |  | General | 0 | 0 | Material | N | N | N | ""
10130 | 424140-0000 | Pekerjaan Pemasangan Set Top Box dan Optical Network Terminal | Set Top Box and Optical Network Terminal Installation Work | 2016-02-01 16:11:14 | 0 | Pcs | 0 | 0000 |  | General | 0 | 0 | Material | N | N | N | ""
8111 | 424009-0000 | Pekerjaan Pemasangan Splice Clusure FO 264 Core, In Duct | Splice Closure Installation Work FO 264 Core, In Duct |  | 0 | Pcs | 0 | 0000 |  |  | 0 | 0 |  | N | N | N
9893 | 129127-0000 | Pekerjaan Pemasangan steiger Pengaman (bambu) | Safety scaffolding installation work (bamboo) | 2016-02-10 14:50:17 | 0 | Ls | 250000 | 0000 | IDR | General | 0 | 13658 | Material | N | N | N | ""
8199 | 323010-0000 | Pekerjaan Pemasangan Stop Kontak | Socket Installation Work | 2013-07-15 17:55:21 | 0 | Pcs | 351000 | 0000 | IDR | General | 0 | 9982 | Material | N | N | N | ""
12504 | 221060-0000 | Pekerjaan Pemasangan Sub Soil Drain | Sub-Soil Drain Installation Work | 2024-11-07 15:41:56 | 0 | Ml | 60000 | 0000 | IDR | General | 0 | 0 | Material | N | N | N | ""
9842 | 129124-0000 | Pekerjaan Pemasangan Tangga Besi | Iron Stair Installation Work | 2015-03-11 10:58:58 | 0 | Mtr | 60000 | 0000 | IDR | General | 60000 | 0 | Material | N | N | N | ""
8316 | 221001-0000 | Pekerjaan Pemasangan Temberang Sokong 7 Mtr Kuat Tarik 140 Kg | Installation work for 7 mtr support beams, tensile strength 140 kg | 2016-02-03 14:01:17 | 0 | Pcs | 0 | 0000 | IDR | General | 0 | 10101 | Material | N | N | N | ""
8678 | 424044-0000 | Pekerjaan Pemasangan Temberang Sokong 7m, Kekuatan tarik 140Kg | Installation work for 7m support beams, tensile strength 140 kg | 2013-10-04 16:21:49 | 0 | ea | 1 | 0000 | IDR | General | 0 | 11132 | Material | N | N | N | ""
8298 | 423028-0000 | Pekerjaan Pemasangan Tiang Telepon (Concrete Pole) 9 meter | Telephone Pole Installation Work (Concrete Pole) 9 meters | 2013-08-01 10:38:06 | 0 | Pcs | 0 | 0000 | IDR | General | 0 | 10101 | Material | N | N | N | ""
8089 | 421008-0000 | Pekerjaan Pemasangan Tiang Telepon (Steel Pole) 7 meter | Telephone Pole Installation Work (Steel Pole) 7 meters |  | 0 | Pcs | 130950 | 0000 | IDR |  | 104167 | 0 |  | N | N | N
8290 | 423019-0000 | Pekerjaan Pemasangan Tiang Telepon (Steel Pole) 9 meter | 9 meter Telephone Pole (Steel Pole) Installation Work | 2013-08-01 10:09:41 | 0 | Pcs | 199320 | 0000 | IDR | General | 110000 | 10101 | Material | N | N | N | ""
10154 | 129136-0000 | Pekerjaan Pemasangan Tower Fitman | Fitman Tower Installation Work | 2016-02-19 10:11:37 | 0 | Set | 0 | 0000 |  | General | 0 | 0 | Material | N | N | N | ""
7949 | 121151-0000 | Pekerjaan Pemasangan Wall Paper | Wallpaper Installation Work |  | 0 | Service | 0 | M2 | "" | "" | 0 | 0 | Material | N | N | N
8087 | 421006-0000 | Pekerjaan Pemasangan Warning Tape | Warning Tape Installation Work |  | 0 | M3 | 0 | 0000 |  |  | 0 | 0 |  | N | N | N
8094 | 422001-0000 | Pekerjaan Pemasangan/ Penarikan Kabel Power Tembaga Diameter >25-35 mm | Installation/Pulling Work of Copper Power Cables with Diameter >25-35 mm |  | 0 | Mtr | 70000 | 0000 | IDR |  | 2000 | 0 |  | N | N | N
8532 | 422007-0000 | Pekerjaan Pemasangan/ Penarikan Kabel Serat Optik (FO) 12 Core, In Duct | Installation/Pulling Work of 12 Core Fiber Optic (FO) Cable, In Duct | 2013-10-03 14:08:20 | 0 | Mtr | 1875 | 0000 | IDR | General | 1875 | 11132 | Material | N | N | N | ""
8672 | 424040-0000 | Pekerjaan Pemasangan/ Penarikan Kabel Serat Optik (FO) 144 Core, In Duct | Installation/Pulling Work of 144 Core Fiber Optic Cable (FO), In Duct | 2013-10-04 16:08:28 | 0 | Mtr | 3459.82 | 0000 | IDR | General | 1980 | 11132 | Material | N | N | N | ""
8539 | 422013-0000 | Pekerjaan Pemasangan/ Penarikan Kabel Serat Optik (FO) 24 Core, Aerial | 24 Core Fiber Optic Cable Installation/Pulling Work, Aerial | 2013-10-03 14:25:05 | 0 | Mtr | 3932 | 0000 | IDR | General | 4000 | 11132 | Material | N | N | N | ""
8533 | 422008-0000 | Pekerjaan Pemasangan/ Penarikan Kabel Serat Optik (FO) 24 Core, In Duct | Installation/Pulling Work of 24 Core Fiber Optic (FO) Cable, In Duct | 2013-10-03 14:09:29 | 0 | Mtr | 2843.75 | 0000 | IDR | General | 1875 | 11132 | Material | N | N | N | ""
8673 | 424041-0000 | Pekerjaan Pemasangan/ Penarikan Kabel Serat Optik (FO) 264 Core, In Duct | Fiber Optic Cable Installation/Pulling Work (FO) 264 Core, In Duct | 2013-10-04 16:09:19 | 0 | Mtr | 1 | 0000 | IDR | General | 0 | 11132 | Material | N | N | N | ""
9396 | 424068-0000 | Pekerjaan Pemasangan/ Penarikan Kabel Serat Optik (FO) 288 Core, In Duct | Installation/Pulling Work of 288 Core Fiber Optic Cable (FO), In Duct | 2014-08-11 11:05:06 | 0 | Mtr | 3454.36 | 0000 | IDR | General | 2788 | 11711 | Material | N | N | N | ""
8540 | 422014-0000 | Pekerjaan Pemasangan/ Penarikan Kabel Serat Optik (FO) 48 Core, Aerial | Fiber Optic Cable Installation/Pulling Work (FO) 48 Core, Aerial | 2013-10-03 14:26:03 | 0 | Mtr | 3932 | 0000 | IDR | General | 2250 | 11132 | Material | N | N | N | ""
8534 | 422009-0000 | Pekerjaan Pemasangan/ Penarikan Kabel Serat Optik (FO) 48 Core, In Duct | Installation/Pulling Work of 48 Core Fiber Optic (FO) Cable, In Duct | 2013-10-03 14:10:22 | 0 | Mtr | 2843.75 | 0000 | IDR | General | 1875 | 11132 | Material | N | N | N | ""
8538 | 422012-0000 | Pekerjaan Pemasangan/ Penarikan Kabel Serat Optik (FO) 8 Core, Aerial | 8 Core Fiber Optic Cable Installation/Pulling Work, Aerial | 2013-10-03 14:24:12 | 0 | Mtr | 1 | 0000 | IDR | General | 0 | 11132 | Material | N | N | N | ""
8674 | 424042-0000 | Pekerjaan Pemasangan/ Penarikan Kabel Serat Optik (FO) 96 Core, Aerial | 96 Core Fiber Optic Cable Installation/Pulling Work, Aerial | 2013-10-04 16:10:22 | 0 | Mtr | 3932 | 0000 | IDR | General | 0 | 11132 | Material | N | N | N | ""
8535 | 422010-0000 | Pekerjaan Pemasangan/ Penarikan Kabel Serat Optik (FO) 96 Core, In Duct | Installation/Pulling Work of 96 Core Fiber Optic (FO) Cable, In Duct | 2013-10-03 14:11:10 | 0 | Mtr | 2843.75 | 0000 | IDR | General | 1875 | 11132 | Material | N | N | N | ""
8095 | 422002-0000 | Pekerjaan Pemasangan/ Penarikan Kabel Serat Optik (FO) >08-48 Core, Aerial | Fiber Optic Cable Installation/Pulling Work (FO) >08-48 Core, Aerial |  | 0 | Mtr | 1875 | 0000 | IDR |  | 1875 | 0 |  | N | N | N
8096 | 422003-0000 | Pekerjaan Pemasangan/ Penarikan Kabel Serat Optik (FO) >12-96 Core, In Duct | Fiber Optic Cable Installation/Pulling Work (FO) >12-96 Core, In Duct |  | 0 | Mtr | 1875 | 0000 | IDR |  | 1875 | 0 |  | N | N | N
8097 | 422004-0000 | Pekerjaan Pemasangan/ Penarikan Kabel Serat Optik (FO) >96-264 Core, In Duct | Fiber Optic Cable Installation/Pulling Work (FO) >96-264 Core, In Duct |  | 0 | Mtr | 2085 | 0000 | IDR |  | 2085 | 0 |  | N | N | N
8537 | 422011-0000 | Pekerjaan Pemasangan/ Penarikan Kabel Serat Optik (FO) 12 Core, Aerial | 12 Core Fiber Optic Cable Installation/Pulling Work, Aerial | 2013-10-03 14:22:27 | 0 | Mtr | 2577 | 0000 | IDR | General | 2084 | 11132 | Material | N | N | N | ""
8098 | 422005-0000 | Pekerjaan Pemasangan/ Penarikan Kabel Tel. Tembaga Diameter >25-35 mm | Installation/Pulling Work of Copper Tel. Cable Diameter >25-35 mm |  | 0 | Mtr | 0 | 0000 |  |  | 0 | 0 |  | N | N | N
8099 | 422006-0000 | Pekerjaan Pemasangan/ Penarikan Kabel Tel. Tembaga Diameter >35-45 mm | Installation/Pulling Work of Copper Tel. Cable Diameter >35-45 mm |  | 0 | Mtr | 0 | 0000 |  |  | 0 | 0 |  | N | N | N
8086 | 421005-0000 | Pekerjaan Pemasangan/ Penggelaran 1 Pipa Sub-Duct HDPE Diameter 28/32 inchi, Sistem Manual | Installation/Rolling Work of 1 HDPE Sub-Duct Pipe with a Diameter of 28/32 inches, Manual System |  | 0 | Mtr | 1344.98 | 0000 | IDR |  | 1042 | 0 |  | N | N | N
8084 | 421003-0000 | Pekerjaan Pemasangan/ Penggelaran 3 Pipa Sub-Duct HDPE Diameter 28/32 inchi, Sistem Manual | Installation/Rolling Work of 3 HDPE Sub-Duct Pipes with a Diameter of 28/32 inches, Manual System |  | 0 | Mtr | 1760 | 0000 | IDR |  | 0 | 0 |  | N | N | N
8082 | 421001-0000 | Pekerjaan Pemasangan/ Penggelaran Pipa Duct HDPE Diameter 1 inchi, Sistem Manual | Installation/Rolling of 1 inch Diameter HDPE Duct Pipe, Manual System |  | 0 | Mtr | 1305.6 | 0000 | IDR |  | 0 | 0 |  | N | N | N
8083 | 421002-0000 | Pekerjaan Pemasangan/ Penggelaran Pipa Duct HDPE Diameter 40/33 inchi, Sistem Manual | Installation/Rolling of HDPE Duct Pipes with a Diameter of 40/33 inches, Manual System |  | 0 | Mtr | 1280.37 | 0000 | IDR |  | 0 | 0 |  | N | N | N
8302 | 423032-0000 | Pekerjaan Pemasangan/ Penggelaran Pipa Duct HDPE Diameter 50/42 inchi, Sistem Manual | Installation/Rolling of HDPE Duct Pipes with a Diameter of 50/42 inches, Manual System | 2013-08-01 10:47:40 | 0 | Mtr | 1280 | 0000 | IDR | General | 0 | 10101 | Material | N | N | N | ""
8085 | 421004-0000 | Pekerjaan Pemasangan/ Penggelaran Pipa HDPE Diameter 4 inchi, Sistem Manual | Installation/Rolling of 4 inch Diameter HDPE Pipe, Manual System |  | 0 | Mtr | 0 | 0000 |  |  | 0 | 0 |  | N | N | N
8265 | 421013-0000 | Pekerjaan Pemasangan/ Penggelaran Pipa PVC Diameter 4 inchi, Sistem Manual | Installation/Rolling of 4 inch Diameter PVC Pipe, Manual System | 2013-07-28 10:48:19 | 0 | Mtr | 1 | 0000 | IDR | General | 0 | 9991 | Material | N | N | N | ""
8282 | 121169-0000 | Pekerjaan Pemasangan/ Penggelaran Pipa PVC Diameter 4 inchi, Sistem Manual | Installation/Rolling of 4 inch Diameter PVC Pipe, Manual System | 2013-08-01 09:47:43 | 0 | Mtr | 67118.4 | 0000 | IDR | General | 26042 | 10101 | Material | N | N | N | ""
8113 | 321001-0000 | Pekerjaan Pemasangan/ Penyambungan Daya Listrik 2200 VA (Non-Multiguna) | 2200 VA Electrical Power Installation/Connection Work (Non-Multipurpose) |  | 0 | Ls | 0 | 0000 |  |  | 0 | 0 |  | N | N | N
8114 | 321002-0000 | Pekerjaan Pemasangan/ Penyambungan Daya Listrik 3500 VA (Non-Multiguna) | 3500 VA Electrical Power Installation/Connection Work (Non-Multipurpose) |  | 0 | Ls | 0 | 0000 |  |  | 0 | 0 |  | N | N | N
8266 | 323016-0000 | Pekerjaan Pemasangan/ Penyambungan Daya Listrik 4000 VA (Non-Multiguna) | 4000 VA Electrical Power Installation/Connection Work (Non-Multipurpose) | 2013-07-28 10:50:36 | 0 | Ls | 0 | 0000 | IDR | General | 0 | 9991 | Material | N | N | N | ""
8115 | 321003-0000 | Pekerjaan Pemasangan/ Penyambungan Daya Listrik 4400 VA (Non-Multiguna) | 4400 VA Electrical Power Installation/Connection Work (Non-Multipurpose) |  | 0 | Ls | 0 | 0000 |  |  | 0 | 0 |  | N | N | N
9025 | 323032-0000 | Pekerjaan Pemasangan/Penyambungan Daya Listrik 200 KVA | 200 KVA Electrical Power Installation/Connection Work | 2014-02-19 12:43:19 | 0 | Ls | 0 | 0000 | IDR | General | 0 | 12184 | Material | N | N | N | ""
8088 | 421007-0000 | Pekerjaan Pembersihan Duct (Rodding) | Duct Cleaning Work (Rodding) |  | 0 | Mtr | 1309.5 | 0000 | IDR |  | 1544 | 0 |  | N | N | N
7796 | 124011-0000 | Pekerjaan Pembesian dengan Besi Polos atau Besi Ulir | Reinforcement Work with Plain Iron or Threaded Iron |  | 0 | Service | 1000 | Kg | IDR | "" | 1300 | 0 | Material | N | N | N
11787 | 129423-0000 | Pekerjaan Pembesian dengan Besi Ulir atau Besi Polos | Reinforcement Work with Threaded Iron or Plain Iron | 2021-06-10 13:40:22 | 0 | Kg | 1000 | 0000 | IDR | General | 0 | 0 | Material | N | N | N | ""
8373 | 123042-0000 | Pekerjaan pembongkaran tiang beton 9 meter | 9 meter concrete pole demolition work | 2013-08-20 10:14:55 | 0 | Mtr | 0 | 0000 | IDR | General | 0 | 10301 | Material | N | N | N | ""
9327 | 129103-0000 | Pekerjaan pembuatan gorong-gorong uk.1x1 m di alur-di atas Bendung | Work on constructing a 1x1 m culvert in the channel above the dam | 2014-06-13 14:24:49 | 0 | Mtr | 0 | 0000 | IDR | General | 0 | 0 | Material | N | N | N | ""
9287 | 129099-0000 | Pekerjaan Pembuatan Handhole | Handhole Construction Work | 2014-06-03 09:38:58 | 0 | Ls | 1724365.25 | 0000 | IDR | General | 0 | 11513 | Material | N | N | N | ""
10262 | 111369-0000 | Pekerjaan Pembuatan Handhole Type HH1 ukuran dimensi dalam (P X L X T sama dengan 170x150x165) cor beton 1 bagi 2 bagi 3 | Handhole Construction Work Type HH1, internal dimensions (L X W X H equals 170x150x165) concrete casting 1 divided by 2 divided by 3 | 2016-07-25 18:37:25 | 0 | Pcs | 0 | 0000 |  | General | 0 | 0 | Material | N | N | N | ""
8452 | 423035-0000 | Pekerjaan pembuatan pondasi construction all type, side walk and protection bar referr to PPJT JARLOKAT dan grounding system for equipment and sealed material (maks 1 ohm) | Construction work on all types of foundations, side walks and protection bars refer to PPJT JARLOKAT and grounding systems for equipment and sealed materials (max 1 ohm) | 2013-09-10 13:40:40 | 0 | Unit | 1041667 | 0000 | IDR | General | 1041667 | 11194 | Material | N | N | N | ""
8293 | 423023-0000 | Pekerjaan Pembuatan Pondasi ODC 144 Core, termasuk Lantai Keramik dan Pengaman (5 buah tongak pipa baja) | ODC 144 Core Foundation Construction Work, including Ceramic Floor and Safety (5 steel pipe rods) | 2016-01-12 08:35:03 | 0 | Pcs | 4365000 | 0000 | IDR | General | 0 | 10101 | Material | N | N | N | ""
10115 | 129135-0000 | Pekerjaan Pembuatan Pondasi ODC 288 Core, termasuk Lantai Keramik dan Pengaman (5 buah tongak pipa baja) | ODC 288 Core Foundation Construction Work, including Ceramic Floor and Safety (5 steel pipe rods) | 2016-01-12 08:46:07 | 0 | Pcs | 4652148.41 | 0000 | IDR | General | 0 | 13800 | Material | N | N | N | ""
9024 | 111267-0000 | Pekerjaan Pembuatan Portal (Material dan Jasa) | Portal Creation Work (Materials and Services) | 2014-02-19 12:42:20 | 0 | Unit | 4000000 | 0000 | IDR | General | 4000000 | 12184 | Material | N | N | N | ""
9021 | 111264-0000 | Pekerjaan Pembuatan Pos Jaga (Material dan Jasa) | Guard Post Construction Work (Materials and Services) | 2014-02-19 12:38:59 | 0 | Ls | 7224489.8 | 0000 | IDR | General | 7224489.8 | 12184 | Material | N | N | N | ""
8596 | 323023-0000 | Pekerjaan Penarikan & Pemasangan Conductor & Aksesoris (Stringing) | Conductor & Accessories (Stringing) Pulling & Installation Work | 2013-10-04 09:56:17 | 0 | Km | 45833334 | 0000 | IDR | General | 0 | 11132 | Material | N | N | N | ""
9901 | 323120-0000 | Pekerjaan Penarikan dan sagging kawat GSW 55 | GSW 55 wire pulling and sagging work | 2015-06-19 13:48:44 | 0 | Mtr | 9360 | 0000 | IDR | General | 0 | 0 | Material | N | N | N | ""
8700 | 323031-0000 | Pekerjaan Penarikan kabel & terminasi dari RTU ke panel kontrol | Cable pulling & termination work from RTU to control panel | 2013-10-17 13:45:44 | 0 | Ls | 0 | 0000 | IDR | General | 0 | 11366 | Material | N | N | N | ""
10152 | 424145-0000 | Pekerjaan Penarikan Kabel FO ADSS 24 core | 24 core ADSS FO Cable Pulling Work | 2016-02-19 10:05:20 | 0 | Mtr | 4163 | 0000 | IDR | General | 0 | 0 | Material | N | N | N | ""
8374 | 423010-0000 | Pekerjaan penarikan kabel FO eksisting (rehaspel) | Existing FO cable pulling work (rehaspel) | 2013-08-20 10:20:19 | 0 | Mtr | 0 | 0000 | IDR | General | 0 | 10301 | Material | N | N | N | ""
8447 | 323019-0000 | Pekerjaan Penarikan/Pemasangan Kabel Konduktor (Stringing) | Conductor Cable Pulling/Installation Work (Stringing) | 2013-09-09 11:39:42 | 0 | Km | 91600000 | 0000 | IDR | General | 266709000 | 11194 | Material | N | N | N | ""
8280 | 124025-0000 | Pekerjaan Pengaspalan Termasuk Subase dan Surface | Paving Works Including Subbase and Surface | 2013-08-01 09:42:52 | 0 | M2 | 0 | 0000 | IDR | General | 0 | 10101 | Material | N | N | N | ""
8248 | 121201-0000 | Pekerjaan Pengaspalan termasuk Subbase dan Surface | Paving Works including Subbase and Surface | 2013-07-26 06:43:12 | 0 | M2 | 0 | 0000 | IDR | General | 0 | 9991 | Material | N | N | N | ""
8076 | 122015-0000 | Pekerjaan Pengeboran Tanah Horizontal Diameter 4 inchi, Sistem Manual | Horizontal Soil Drilling Work 4 inch Diameter, Manual System |  | 0 | Mtr | 0 | 0000 |  |  | 0 | 0 |  | N | N | N
8075 | 122014-0000 | Pekerjaan Pengeboran Tanah Horizontal Diameter s/d 2 inchi, Sistem Manual | Horizontal Soil Drilling Work with a Diameter of up to 2 inches, Manual System |  | 0 | Mtr | 0 | 0000 |  |  | 0 | 0 |  | N | N | N
7954 | 121156-0000 | Pekerjaan Pengecatan Permukaan Baja Dengan Cat Besi, 1 Lapis Cat Dasar, 2 Lapis Cat Penutup | Steel Surface Painting Work With Iron Paint, 1 Coat of Base Paint, 2 Coats of Top Paint |  | 0 | Service | 8500000 | M2 | IDR | "" | 0 | 0 | Material | N | N | N
7957 | 121159-0000 | Pekerjaan Pengecatan Permukaan Baja Dengan Galvanis secara Fabrikasi, tebal 200 um | Painting Work on Steel Surfaces with Galvanized Fabrication, 200 um Thickness |  | 0 | Service | 6800 | M2 | IDR | "" | 0 | 0 | Material | N | N | N
7955 | 121157-0000 | Pekerjaan Pengecatan Permukaan Baja Dengan Galvanis secara Manual, tebal 200 um | Manual Galvanized Steel Surface Painting Work, 200 um thick |  | 0 | Service | 350 | M2 | IDR | "" | 0 | 0 | Material | N | N | N
7956 | 121158-0000 | Pekerjaan Pengecatan Permukaan Baja Dengan Galvanis secara Semprot, tebal 200 um | Spray Painting Work on Galvanized Steel Surfaces, 200 um Thick |  | 0 | Service | 0 | M2 | "" | "" | 0 | 0 | Material | N | N | N
7952 | 121154-0000 | Pekerjaan Pengecatan Permukaan Baja dengan Meni Besi | Steel Surface Painting Work with Iron Meni |  | 0 | Service | 500 | M2 | IDR | "" | 0 | 0 | Material | N | N | N
7953 | 121155-0000 | Pekerjaan Pengecatan Permukaan Baja dengan Meni Besi dan Perancah | Steel Surface Painting Work with Iron and Scaffolding |  | 0 | Service | 0 | M2 | "" | "" | 0 | 0 | Material | N | N | N
8671 | 129075-0000 | Pekerjaan Pengecatan Steelpole | Steelpole Painting Job | 2013-10-04 11:21:34 | 0 | Twr | 3800000 | 0000 | IDR | General | 0 | 11132 | Material | N | N | N | ""
7948 | 121150-0000 | Pekerjaan Pengecatan Tembok Baru ( 1 Plamir, 1 Lapis Cat Dasar, 2 Lapis Cat Penutup ) | New Wall Painting Job (1 Plaster, 1 Base Coat, 2 Top Coats) |  | 0 | Service | 11620 | M2 | IDR | "" | 0 | 0 | Material | N | N | N
10895 | 129300-0000 | Pekerjaan Pengecoran Beton Bertulang K 225 | Reinforced Concrete Casting Work K 225 | 2017-08-04 16:51:24 | 0 | M3 | 833333.33 | 0000 | IDR | General | 0 | 0 | Material | N | N | N | ""
10889 | 221043-0000 | Pekerjaan Pengelasan Basic Tower | Basic Tower Welding Work | 2017-08-04 16:19:25 | 0 | Set | 833333.33 | 0000 | IDR | General | 0 | 0 | Material | N | N | N | ""
7724 | 121004-0000 | Pekerjaan Pengukuran kembali (site) dan Pemasangan Bowplank | Re-measuring (site) and Bowplank Installation Work |  | 0 | Service | 0 | Mtr | "" | "" | 0 | 0 | Material | N | N | N
12658 | 323237-0000 | Pekerjaan Pengukuran Resistivitas Tanah (Geolistrik) | Soil Resistivity Measurement Work (Geoelectric) | 2025-06-23 19:54:02 | 0 | Ttk | 0 | 0000 |  | General | 0 | 0 | Material | N | N | N | ""
10287 | 129149-0000 | Pekerjaan peninggian tutup manhole / handhole | Manhole / handhole cover elevation work | 2016-08-30 10:14:49 | 0 | Pcs | 0 | 0000 |  | General | 0 | 0 | Material | N | N | N | ""
9104 | 129082-0000 | Pekerjaan Penstock Mechanical works | Penstock Mechanical works | 2014-03-14 16:25:19 | 0 | Ls | 0 | 0000 | IDR | General | 0 | 11633 | Material | N | N | N | ""
8714 | 424045-0000 | Pekerjaan penyambungan cable serat optik (optical splice/termination) untuk FO 12 core | Fiber optic cable splicing work (optical splice/termination) for FO 12 cores | 2013-10-23 13:55:18 | 0 | Core | 35000 | 0000 | IDR | General | 26041.67 | 11366 | Material | N | N | N | ""
8357 | 423004-0000 | Pekerjaan penyambungan cable serat optik (optical splice/termination) untuk FO 24 core | Fiber optic cable splicing work (optical splice/termination) for FO 24 cores | 2013-10-23 13:57:18 | 0 | Ls | 1 | 0000 | IDR | General | 0 | 10301 | Material | N | N | N | ""
8100 | 423001-0000 | Pekerjaan Penyambungan Kabel Serat Optik (Optical Splice/ Termination) | Fiber Optic Cable Splice/Termination Work |  | 0 | Core | 48079.85 | 0000 | IDR |  | 44909 | 0 |  | N | N | N
8361 | 423008-0000 | Pekerjaan penyambungan kabel serat optik (optical splice/termination) untuk FO 144 core | Fiber optic cable splicing work (optical splice/termination) for FO 144 core | 2013-08-19 10:21:47 | 0 | Pcs | 27500 | 0000 | IDR | General | 0 | 10301 | Material | N | N | N | ""
8358 | 423005-0000 | Pekerjaan penyambungan kabel serat optik (optical splice/termination) untuk FO 24 core | Fiber optic cable splicing work (optical splice/termination) for FO 24 cores | 2013-08-19 10:18:34 | 0 | Pcs | 27500 | 0000 | IDR | General | 26041.67 | 10301 | Material | N | N | N | ""
8715 | 424046-0000 | Pekerjaan penyambungan kabel serat optik (optical splice/termination) untuk FO 264 core | Fiber optic cable splicing work (optical splice/termination) for FO 264 cores | 2013-10-23 14:13:45 | 0 | Core | 26041.67 | 0000 | IDR | General | 26041.67 | 11366 | Material | N | N | N | ""
8362 | 423009-0000 | Pekerjaan penyambungan kabel serat optik (optical splice/termination) untuk FO 288 core | Fiber optic cable splicing work (optical splice/termination) for FO 288 cores | 2013-08-19 10:22:53 | 0 | Pcs | 21825 | 0000 | IDR | General | 0 | 10301 | Material | N | N | N | ""
8359 | 423006-0000 | Pekerjaan penyambungan kabel serat optik (optical splice/termination) untuk FO 48 core | Fiber optic cable splicing work (optical splice/termination) for FO 48 cores | 2013-08-19 10:19:35 | 0 | Pcs | 27500 | 0000 | IDR | General | 7200000 | 10301 | Material | N | N | N | ""
8360 | 423007-0000 | Pekerjaan penyambungan kabel serat optik (optical splice/termination) untuk FO 96 core | Fiber optic cable splicing work (optical splice/termination) for FO 96 cores | 2013-08-19 10:20:33 | 0 | Pcs | 33000 | 0000 | IDR | General | 26041.67 | 10301 | Material | N | N | N | ""
8101 | 423002-0000 | Pekerjaan Penyambungan Kabel Tel. Tembaga/ Cable Splicing of JF (Non-Working Pairs) | Tel. Copper Cable Splicing Work/ Cable Splicing of JF (Non-Working Pairs) |  | 0 | Paa | 1 | 0000 |  |  | 0 | 0 |  | N | N | N
8102 | 423003-0000 | Pekerjaan Penyambungan Kabel Tel. Tembaga/ Cable Splicing of JF (Working Pairs) | Copper Tel. Cable Splicing Work/ Cable Splicing of JF (Working Pairs) |  | 0 | Paa | 1 | 0000 |  |  | 0 | 0 |  | N | N | N
12290 | 129454-0000 | Pekerjaan Perakitan Besi Beton | Reinforced Concrete Assembly Work | 2023-09-12 11:20:28 | 0 | M2 | 7000 | 0000 | IDR | General | 0 | 0 | Material | N | N | N | ""
11789 | 129425-0000 | Pekerjaan Perakitan Besi Beton | Reinforced Concrete Assembly Work | 2021-06-10 15:29:45 | 0 | Kg | 1000 | 0000 | IDR | General | 0 | 0 | Material | N | N | N | ""
11785 | 129422-0000 | Pekerjaan Perakitan Besi dan Pondasi | Iron and Foundation Assembly Work | 2021-06-10 13:21:36 | 0 | Kg | 0 | 0000 |  | General | 0 | 0 | Material | N | N | N | ""
9204 | 424055-0000 | Pekerjaan Perbaikan FO Cut Site Ambon | FO Cut Site Ambon Repair Work | 2014-04-25 15:01:50 | 0 | Ls | 0 | 0000 | IDR | General | 0 | 11313 | Material | N | N | N | ""
9206 | 424057-0000 | Pekerjaan Perbaikan FO Cut Site Jayapura | Jayapura FO Cut Site Repair Work | 2014-04-25 15:03:08 | 0 | Ls | 0 | 0000 | IDR | General | 0 | 11313 | Material | N | N | N | ""
9200 | 424051-0000 | Pekerjaan Perbaikan FO Cut Site Kendari | FO Cut Site Repair Work Kendari | 2014-04-25 14:58:51 | 0 | Ls | 0 | 0000 | IDR | General | 0 | 11313 | Material | N | N | N | ""
9201 | 424052-0000 | Pekerjaan Perbaikan FO Cut Site Makasar | Makassar FO Cut Site Repair Work | 2014-04-25 14:59:55 | 0 | Ls | 0 | 0000 | IDR | General | 0 | 11313 | Material | N | N | N | ""
9203 | 424054-0000 | Pekerjaan Perbaikan FO Cut Site Manado | Manado Cut Site FO Repair Work | 2014-04-25 15:01:20 | 0 | Ls | 0 | 0000 | IDR | General | 0 | 11313 | Material | N | N | N | ""
9202 | 424053-0000 | Pekerjaan Perbaikan FO Cut Site Palu | FO Cut Site Repair Work in Palu | 2014-04-25 15:00:35 | 0 | Ls | 0 | 0000 | IDR | General | 0 | 11313 | Material | N | N | N | ""
9208 | 424059-0000 | Pekerjaan Perbaikan FO Cut Site Sorong | Sorong FO Cut Site Repair Work | 2014-04-25 15:04:28 | 0 | Ls | 0 | 0000 | IDR | General | 0 | 11313 | Material | N | N | N | ""
9205 | 424056-0000 | Pekerjaan Perbaikan FO Cut Site Ternate | Ternate FO Cut Site Repair Work | 2014-04-25 15:02:18 | 0 | Ls | 0 | 0000 | IDR | General | 0 | 11313 | Material | N | N | N | ""
9207 | 424058-0000 | Pekerjaan Perbaikan FO Cut Site Timika | Timika FO Cut Site Repair Work | 2014-04-25 15:03:47 | 0 | Ls | 0 | 0000 | IDR | General | 0 | 11313 | Material | N | N | N | ""
10038 | 424126-0000 | Pekerjaan Perbaikan Galian | Excavation Repair Work | 2015-11-05 09:39:12 | 0 | Mtr | 50000 | 0000 | IDR | General | 0 | 0 | Material | N | N | N | ""
9293 | 424060-0000 | Pekerjaan Perbaikan Tiang Beton (Miring) | Concrete Pillar Repair Work (Slanted) | 2014-06-05 11:18:41 | 0 | Ls | 0 | 0000 | IDR | General | 0 | 11513 | Material | N | N | N | ""
8153 | 120000-0000 | Pekerjaan Perkerasan Jalan, Pengaspalan | Road Paving Work, Asphalt Paving | 2013-07-04 12:29:43 | 0 | M2 | 0 | 0000 | IDR | General | 0 | 9982 | Material | N | N | N | ""
7756 | 123009-0000 | Pekerjaan Plesteran Dinding 1Pc : 2Ps, tebal 20 mm | Wall Plastering Work 1Pc : 2Ps, 20 mm thick |  | 0 | Service | 0 | M2 | "" | "" | 0 | 0 | Material | N | N | N
7761 | 123014-0000 | Pekerjaan Plesteran Dinding 1Pc : 2Ps, tebal 25 mm | Wall Plastering Work 1Pc : 2Ps, 25 mm thick |  | 0 | Service | 0 | M2 | "" | "" | 0 | 0 | Material | N | N | N
7765 | 123018-0000 | Pekerjaan Plesteran Dinding 1Pc : 2Ps, tebal 30 mm | Wall Plastering Work 1Pc : 2Ps, 30 mm thick |  | 0 | Service | 0 | M2 | "" | "" | 0 | 0 | Material | N | N | N
7754 | 123007-0000 | Pekerjaan Plesteran Dinding 1Pc : 3Ps, tebal 15 mm | Wall Plastering Work 1Pc: 3Ps, 15 mm thick |  | 0 | Service | 50000 | M2 | IDR | "" | 0 | 0 | Material | N | N | N
7757 | 123010-0000 | Pekerjaan Plesteran Dinding 1Pc : 3Ps, tebal 20 mm | Wall Plastering Work 1Pc: 3Ps, 20 mm thick |  | 0 | Service | 0 | M2 | "" | "" | 0 | 0 | Material | N | N | N
7762 | 123015-0000 | Pekerjaan Plesteran Dinding 1Pc : 3Ps, tebal 25 mm | Wall Plastering Work 1Pc: 3Ps, 25 mm thick |  | 0 | Service | 0 | M2 | "" | "" | 0 | 0 | Material | N | N | N
7766 | 123019-0000 | Pekerjaan Plesteran Dinding 1Pc : 3Ps, tebal 30 mm | Wall Plastering Work 1Pc: 3Ps, 30 mm thick |  | 0 | Service | 0 | M2 | "" | "" | 0 | 0 | Material | N | N | N
7777 | 123030-0000 | Pekerjaan Plesteran Dinding 1Pc : 3Ps, tebal 15 mm + Acian | Wall Plastering Work 1Pc: 3Ps, 15 mm thick + Cement |  | 0 | Service | 45000 | M2 | IDR | "" | 0 | 0 | Material | N | N | N
7758 | 123011-0000 | Pekerjaan Plesteran Dinding 1Pc : 4Ps, tebal 20 mm | Wall Plastering Work 1Pc: 4Ps, 20 mm thick |  | 0 | Service | 0 | M2 | "" | "" | 0 | 0 | Material | N | N | N
7763 | 123016-0000 | Pekerjaan Plesteran Dinding 1Pc : 4Ps, tebal 25 mm | Wall Plastering Work 1Pc: 4Ps, 25 mm thick |  | 0 | Service | 0 | M2 | "" | "" | 0 | 0 | Material | N | N | N
7767 | 123020-0000 | Pekerjaan Plesteran Dinding 1Pc : 4Ps, tebal 30 mm | Wall Plastering Work 1Pc: 4Ps, 30 mm thick |  | 0 | Service | 0 | M2 | "" | "" | 0 | 0 | Material | N | N | N
7755 | 123008-0000 | Pekerjaan Plesteran Dinding 1Pc : 5Ps, tebal 15 mm | Wall Plastering Work 1Pc: 5Ps, 15 mm thick |  | 0 | Service | 0 | M2 | "" | "" | 0 | 0 | Material | N | N | N
7759 | 123012-0000 | Pekerjaan Plesteran Dinding 1Pc : 5Ps, tebal 20 mm | Wall Plastering Work 1Pc: 5Ps, 20 mm thick |  | 0 | Service | 0 | M2 | "" | "" | 0 | 0 | Material | N | N | N
7764 | 123017-0000 | Pekerjaan Plesteran Dinding 1Pc : 5Ps, tebal 25 mm | Wall Plastering Work 1Pc: 5Ps, 25 mm thick |  | 0 | Service | 0 | M2 | "" | "" | 0 | 0 | Material | N | N | N
7768 | 123021-0000 | Pekerjaan Plesteran Dinding 1Pc : 5Ps, tebal 30 mm | Wall Plastering Work 1Pc: 5Ps, 30 mm thick |  | 0 | Service | 0 | M2 | "" | "" | 0 | 0 | Material | N | N | N
7778 | 123031-0000 | Pekerjaan Plesteran Dinding 1Pc : 5Ps, tebal 15 mm + Acian | Wall Plastering Work 1Pc: 5Ps, 15 mm thick + Cement |  | 0 | Service | 0 | M2 | "" | "" | 0 | 0 | Material | N | N | N
7760 | 123013-0000 | Pekerjaan Plesteran Dinding 1Pc : 6Ps, tebal 20 mm | Wall Plastering Work 1Pc: 6Ps, 20 mm thick |  | 0 | Service | 0 | M2 | "" | "" | 0 | 0 | Material | N | N | N
11020 | 129336-0000 | Pekerjaan pondasi ( pad and chimney ) non Langsir | Non-Skid foundation work (pad and chimney) | 2017-10-31 09:05:32 | 0 | M3 | 1305000 | 0000 | IDR | General | 0 | 4189833 | Material | N | N | N | ""
11019 | 129335-0000 | Pekerjaan pondasi ( pad and chimney ) non Langsir, Semen, Besi beton | Foundation work (pad and chimney) non-skid, cement, reinforced concrete | 2017-10-31 09:05:17 | 0 | M3 | 240000 | 0000 | IDR | General | 0 | 1933350 | Material | N | N | N | ""
10180 | 111361-0000 | Pekerjaan Pondasi Aa2 Kelas 4 | Foundation Work Aa2 Class 4 | 2016-09-30 10:58:12 | 0 | Unit | 64254200 | 0000 | IDR | General | 0 | 13103 | Material | N | N | N | ""
10177 | 111358-0000 | Pekerjaan Pondasi Aa2 Kelas 4 150 kv | Aa2 Class 4 150 kv Foundation Work | 2016-09-30 10:16:56 | 0 | Unit | 73350000 | 0000 | IDR | General | 0 | 13103 | Material | N | N | N | ""
10186 | 111363-0000 | Pekerjaan Pondasi Bb2 kelas 4 | Foundation Work Bb2 class 4 | 2016-09-30 10:58:47 | 0 | Unit | 114830740 | 0000 | IDR | General | 0 | 13103 | Material | N | N | N | ""
11021 | 129337-0000 | Pekerjaan pondasi bore pile (only pile ) | Bore pile foundation work (only pile) | 2017-10-31 09:05:42 | 0 | Mtr | 50000 | 0000 | IDR | General | 0 | 700000 | Material | N | N | N | ""
10100 | 111353-0000 | Pekerjaan Pondasi Bored Pile Dia. 40cm termasuk Mob Demob, Besi Beton, Mix Design, Test Kubus (Material dan Jasa) | Bored Pile Foundation Work Dia. 40cm including Mob Demob, Reinforced Concrete, Mix Design, Test Cube (Materials and Services) | 2015-12-14 18:49:03 | 0 | Mtr | 500000 | 0000 | IDR | General | 0 | 0 | Material | N | Y | N | ""
9358 | 129111-0000 | Pekerjaan Pondasi Bored Pile Dia. 50cm termasuk Mob Demob, Besi Beton, Mix Design, Test Kubus (Material dan Jasa) | Bored Pile Foundation Work Dia. 50cm including Mob Demob, Reinforced Concrete, Mix Design, Test Cube (Materials and Services) | 2014-07-07 12:30:42 | 0 | Mtr | 859625 | 0000 | IDR | General | 710000 | 12020 | Material | N | N | N | ""
9357 | 129110-0000 | Pekerjaan Pondasi Bored Pile Dia. 60cm termasuk Mob Demob, Besi Beton, Mix Design, Test Kubus (Material dan Jasa) | Bored Pile Foundation Work Dia. 60cm including Mob Demob, Reinforced Concrete, Mix Design, Test Cube (Materials and Services) | 2014-07-07 12:29:38 | 0 | Mtr | 805000 | 0000 | IDR | General | 805000 | 12020 | Material | N | N | N | ""
10178 | 111359-0000 | Pekerjaan Pondasi Cc2 Kelas 2 | Foundation Work Cc2 Class 2 | 2016-09-30 10:57:53 | 0 | Unit | 116640800 | 0000 | IDR | General | 0 | 13103 | Material | N | N | N | ""
10185 | 111362-0000 | Pekerjaan Pondasi Cc2 kelas 3 | Foundation Work Cc2 class 3 | 2016-09-30 10:58:29 | 0 | Unit | 129610375 | 0000 | IDR | General | 0 | 13103 | Material | N | N | N | ""
10539 | 129199-0000 | Pekerjaan pondasi post gantry | Post gantry foundation work | 2017-03-24 16:12:31 | 0 | Unit | 15000000 | 0000 | IDR | General | 0 | 0 | Material | N | N | N | ""
10524 | 129184-0000 | Pekerjaan pondasi tower 4AA11 klas 2 | Tower foundation work 4AA11 class 2 | 2017-03-24 15:54:56 | 0 | Unit | 0 | 0000 |  | General | 0 | 0 | Material | N | N | N | ""
10525 | 129185-0000 | Pekerjaan pondasi tower 4AA11 klas 3 | Tower foundation work 4AA11 class 3 | 2017-03-24 15:58:16 | 0 | Unit | 0 | 0000 |  | General | 0 | 0 | Material | N | N | N | ""
10526 | 129186-0000 | Pekerjaan pondasi tower 4BB11 klas 3 | Tower foundation work 4BB11 class 3 | 2017-03-24 15:59:26 | 0 | Unit | 0 | 0000 |  | General | 0 | 0 | Material | N | N | N | ""
10527 | 129187-0000 | Pekerjaan pondasi tower 4BB11 klas 5 | Tower foundation work 4BB11 class 5 | 2017-03-24 16:00:33 | 0 | Unit | 0 | 0000 |  | General | 0 | 0 | Material | N | N | N | ""
10528 | 129188-0000 | Pekerjaan pondasi tower 4CC11 klas 1 | Tower foundation work 4CC11 class 1 | 2017-03-24 16:01:29 | 0 | Unit | 0 | 0000 |  | General | 0 | 0 | Material | N | N | N | ""
10529 | 129189-0000 | Pekerjaan pondasi tower 4CC11 klas 2 | Tower foundation work 4CC11 class 2 | 2017-03-24 16:02:40 | 0 | Unit | 0 | 0000 |  | General | 0 | 0 | Material | N | N | N | ""
10530 | 129190-0000 | Pekerjaan pondasi tower 4CC11 klas 3 | Tower foundation work 4CC11 class 3 | 2017-03-24 16:03:56 | 0 | Unit | 0 | 0000 |  | General | 0 | 0 | Material | N | N | N | ""
10531 | 129191-0000 | Pekerjaan pondasi tower 4DD11 klas 2 | Tower foundation work 4DD11 class 2 | 2017-03-24 16:05:01 | 0 | Unit | 0 | 0000 |  | General | 0 | 0 | Material | N | N | N | ""
10532 | 129192-0000 | Pekerjaan pondasi tower 4DD11 klas 3 | Tower foundation work 4DD11 class 3 | 2017-03-24 16:06:00 | 0 | Unit | 0 | 0000 |  | General | 0 | 0 | Material | N | N | N | ""
10533 | 129193-0000 | Pekerjaan pondasi tower 4DD11 klas 5 | Tower foundation work 4DD11 class 5 | 2017-03-24 16:07:07 | 0 | Unit | 18000000 | 0000 | IDR | General | 0 | 0 | Material | N | N | N | ""
10534 | 129194-0000 | Pekerjaan pondasi tower 4DD11 klas 6 | Tower foundation work 4DD11 class 6 | 2017-03-24 16:08:07 | 0 | Unit | 0 | 0000 |  | General | 0 | 0 | Material | N | N | N | ""
10535 | 129195-0000 | Pekerjaan pondasi tower 4DDR11 klas 3 | 4DDR11 class 3 tower foundation work | 2017-03-24 16:08:53 | 0 | Unit | 0 | 0000 |  | General | 0 | 0 | Material | N | N | N | ""
10536 | 129196-0000 | Pekerjaan pondasi tower 4DDR11 klas 6 | 4DDR11 tower foundation work class 6 | 2017-03-24 16:09:47 | 0 | Unit | 0 | 0000 |  | General | 0 | 0 | Material | N | N | N | ""
10537 | 129197-0000 | Pekerjaan pondasi tower 4EE11 klas 1 | Tower foundation work 4EE11 class 1 | 2017-03-24 16:10:33 | 0 | Unit | 0 | 0000 |  | General | 0 | 0 | Material | N | N | N | ""
10538 | 129198-0000 | Pekerjaan pondasi tower 4EE11 klas 3 | Tower foundation work 4EE11 class 3 | 2017-03-24 16:11:29 | 0 | Unit | 0 | 0000 |  | General | 0 | 0 | Material | N | N | N | ""
10371 | 111397-0000 | Pekerjaan Pondasi Tower Aa2 kelas 1 | Tower Foundation Work Aa2 class 1 | 2016-10-04 15:17:24 | 0 | Unit | 24735211.1 | 0000 | IDR | General | 0 | 13103 | Material | N | N | N | ""
10372 | 111398-0000 | Pekerjaan pondasi tower Aa2 kelas 1 | Aa2 class 1 tower foundation work | 2016-10-04 15:17:44 | 0 | Unit | 89058720 | 0000 | IDR | General | 0 | 13103 | Material | N | N | N | ""
10374 | 111400-0000 | Pekerjaan pondasi tower Aa2 kelas 1 | Aa2 class 1 tower foundation work | 2016-10-04 15:18:24 | 0 | Unit | 53000000 | 0000 | IDR | General | 0 | 13103 | Material | N | N | N | ""
10373 | 111399-0000 | Pekerjaan pondasi tower Aa2 kelas 4 | Tower foundation work Aa2 class 4 | 2016-10-04 15:18:05 | 0 | Unit | 76000000 | 0000 | IDR | General | 0 | 13103 | Material | N | N | N | ""
10369 | 111395-0000 | Pekerjaan Pondasi Tower Aa2 kelas 5 | Tower Foundation Work Aa2 class 5 | 2016-10-04 15:16:41 | 0 | Unit | 102329395 | 0000 | IDR | General | 0 | 13103 | Material | N | N | N | ""
10370 | 111396-0000 | Pekerjaan Pondasi tower Cc2 kelas 5 | Tower Foundation Work Cc2 class 5 | 2016-10-04 15:17:05 | 0 | Unit | 26400000 | 0000 | IDR | General | 0 | 13103 | Material | N | N | N | ""
10375 | 111401-0000 | Pekerjaan pondasi tower Drd2 kelas 5 | Drd2 tower foundation work class 5 | 2016-10-04 15:18:43 | 0 | Unit | 288243050 | 0000 | IDR | General | 0 | 13103 | Material | N | N | N | ""
9300 | 129101-0000 | Pekerjaan Pondasi Tower termasuk Mob Demob, Besi Beton, Mix Design, Test Kubus (Material dan Jasa) | Tower Foundation Work including Mob Demob, Reinforced Concrete, Mix Design, Cube Test (Materials and Services) | 2014-06-06 20:11:58 | 0 | M3 | 25000 | 0000 | IDR | General | 3134348 | 11513 | Material | N | N | N | ""
10299 | 129150-0000 | Pekerjaan Pondasi Tower Tipe AA | AA Type Tower Foundation Work | 2017-08-09 21:21:03 | 0 | Set | 37260400 | 0000 | IDR | General | 0 | 13252 | Material | N | N | N | ""
10301 | 129151-0000 | Pekerjaan Pondasi Tower Tipe AA2-1 | AA2-1 Type Tower Foundation Work | 2016-09-08 12:53:09 | 0 | Set | 25000000 | 0000 | IDR | General | 0 | 0 | Material | N | N | N | ""
10303 | 129152-0000 | Pekerjaan Pondasi Tower Tipe AA2-2 | AA2-2 Type Tower Foundation Work | 2016-09-08 12:54:57 | 0 | Set | 25587526.74 | 0000 | IDR | General | 0 | 0 | Material | N | N | N | ""
10305 | 129153-0000 | Pekerjaan Pondasi Tower Tipe AA3 | AA3 Type Tower Foundation Work | 2016-09-08 12:56:20 | 0 | Set | 41381700 | 0000 | IDR | General | 0 | 0 | Material | N | N | N | ""
10307 | 129154-0000 | Pekerjaan Pondasi Tower Tipe AA3W-1 | AA3W-1 Type Tower Foundation Work | 2016-09-08 13:01:29 | 0 | Set | 22567840 | 0000 | IDR | General | 0 | 0 | Material | N | N | N | ""
10309 | 129155-0000 | Pekerjaan Pondasi Tower Tipe AA3W-2 | AA3W-2 Tower Foundation Work | 2016-09-08 13:02:43 | 0 | Set | 106970800 | 0000 | IDR | General | 0 | 0 | Material | N | N | N | ""
10311 | 129156-0000 | Pekerjaan Pondasi Tower Tipe AA3W-3 | AA3W-3 Type Tower Foundation Work | 2016-09-08 13:03:40 | 0 | Set | 95591200 | 0000 | IDR | General | 0 | 0 | Material | N | N | N | ""
10313 | 129157-0000 | Pekerjaan Pondasi Tower Tipe AA3W-4 | Tower Foundation Work Type AA3W-4 | 2016-09-08 13:04:48 | 0 | Set | 114165300 | 0000 | IDR | General | 0 | 0 | Material | N | N | N | ""
10315 | 129158-0000 | Pekerjaan Pondasi Tower Tipe AA5 | AA5 Type Tower Foundation Work | 2016-09-08 13:21:32 | 0 | Set | 87772700 | 0000 | IDR | General | 0 | 0 | Material | N | N | N | ""
10317 | 129159-0000 | Pekerjaan Pondasi Tower Tipe AA6-1 | AA6-1 Type Tower Foundation Work | 2016-09-08 13:23:02 | 0 | Set | 2400000 | 0000 | IDR | General | 0 | 0 | Material | N | N | N | ""
10319 | 129160-0000 | Pekerjaan Pondasi Tower Tipe AA6-2 | AA6-2 Type Tower Foundation Work | 2016-09-08 13:29:03 | 0 | Set | 28835800 | 0000 | IDR | General | 0 | 0 | Material | N | N | N | ""
10321 | 129161-0000 | Pekerjaan Pondasi Tower Tipe AA6-3 | AA6-3 Type Tower Foundation Work | 2016-09-08 13:30:25 | 0 | Set | 28835800 | 0000 | IDR | General | 0 | 0 | Material | N | N | N | ""
10323 | 129162-0000 | Pekerjaan Pondasi Tower Tipe AA6-4 | AA6-4 Type Tower Foundation Work | 2016-09-08 13:31:28 | 0 | Set | 28835800 | 0000 | IDR | General | 0 | 0 | Material | N | N | N | ""
10325 | 129163-0000 | Pekerjaan Pondasi Tower Tipe AA6-5 | AA6-5 Type Tower Foundation Work | 2016-09-08 13:32:41 | 0 | Set | 28835800 | 0000 | IDR | General | 0 | 0 | Material | N | N | N | ""
10327 | 129164-0000 | Pekerjaan Pondasi Tower Tipe AA6-6 | AA6-6 Type Tower Foundation Work | 2016-09-08 13:33:36 | 0 | Set | 28835800 | 0000 | IDR | General | 0 | 0 | Material | N | N | N | ""
10329 | 129165-0000 | Pekerjaan Pondasi Tower Tipe AA6-7 | AA6-7 Type Tower Foundation Work | 2016-09-08 13:34:35 | 0 | Set | 25394200 | 0000 | IDR | General | 0 | 0 | Material | N | N | N | ""
10331 | 129166-0000 | Pekerjaan Pondasi Tower Tipe AA6-8 | AA6-8 Type Tower Foundation Work | 2016-09-08 13:35:51 | 0 | Set | 25394200 | 0000 | IDR | General | 0 | 0 | Material | N | N | N | ""
8650 | 129054-0000 | Pekerjaan Pondasi Tower Tipe BB1 | BB1 Type Tower Foundation Work | 2016-09-08 13:43:56 | 0 | Set | 38209800 | 0000 | IDR | General | 0 | 11132 | Material | N | N | N | ""
8653 | 129057-0000 | Pekerjaan Pondasi Tower Tipe BB2 | BB2 Tower Foundation Work | 2016-09-08 13:47:47 | 0 | Set | 51669400 | 0000 | IDR | General | 0 | 11132 | Material | N | N | N | ""
8654 | 129058-0000 | Pekerjaan Pondasi Tower Tipe BB3 | BB3 Type Tower Foundation Work | 2016-09-08 13:49:56 | 0 | Set | 71555100 | 0000 | IDR | General | 0 | 11132 | Material | N | N | N | ""
8655 | 129059-0000 | Pekerjaan Pondasi Tower Tipe BB3W-1 | Tower Foundation Work Type BB3W-1 | 2016-09-08 13:53:25 | 0 | Set | 96420400 | 0000 | IDR | General | 0 | 11132 | Material | N | N | N | ""
8656 | 129060-0000 | Pekerjaan Pondasi Tower Tipe BB3W-2 | Tower Foundation Work Type BB3W-2 | 2016-09-08 13:55:49 | 0 | Set | 96420400 | 0000 | IDR | General | 0 | 11132 | Material | N | N | N | ""
8651 | 129055-0000 | Pekerjaan Pondasi Tower Tipe CC2 | CC2 Tower Foundation Work | 2016-09-08 14:00:55 | 0 | Set | 68752000 | 0000 | IDR | General | 0 | 11132 | Material | N | N | N | ""
8657 | 129061-0000 | Pekerjaan Pondasi Tower Tipe CC5 | CC5 Tower Foundation Work | 2016-09-08 14:03:22 | 0 | Set | 156731700 | 0000 | IDR | General | 0 | 11132 | Material | N | N | N | ""
8658 | 129062-0000 | Pekerjaan Pondasi Tower Tipe CC6 | CC6 Tower Foundation Work | 2016-09-08 14:05:06 | 0 | Set | 44242100 | 0000 | IDR | General | 0 | 11132 | Material | N | N | N | ""
8652 | 129056-0000 | Pekerjaan Pondasi Tower Tipe DD3W | DD3W Type Tower Foundation Work | 2016-09-08 14:16:32 | 0 | Set | 153044100 | 0000 | IDR | General | 0 | 11132 | Material | N | N | N | ""
10778 | 129258-0000 | PEKERJAAN PRASARANA DAN SWITCHYARD Mobilisasi dan Demobilisasi | INFRASTRUCTURE AND SWITCHYARD WORKS Mobilization and Demobilization | 2017-08-03 19:40:58 | 0 | Ls | 15000000 | 0000 | IDR | General | 0 | 0 | Material | N | N | N | ""
10782 | 129262-0000 | PEKERJAAN PRASARANA DAN SWITCHYARD Pembuatan Gudang Semen dan Alat - alat (uk. 4 x 6 m) | INFRASTRUCTURE AND SWITCHYARD WORKS Construction of a Cement and Equipment Warehouse (size 4 x 6 m) | 2017-08-03 19:44:48 | 0 | M3 | 153786 | 0000 | IDR | General | 0 | 0 | Material | N | N | N | ""
10781 | 129261-0000 | PEKERJAAN PRASARANA DAN SWITCHYARD Pembuatan Kantor Direksi keet (uk. 4 x 12 m) | INFRASTRUCTURE AND SWITCHYARD WORKS Construction of the Director's Office (size 4 x 12 m) | 2017-08-03 19:43:58 | 0 | M2 | 489550.68 | 0000 | IDR | General | 0 | 0 | Material | N | N | N | ""
10780 | 129260-0000 | PEKERJAAN PRASARANA DAN SWITCHYARD Pengukuran dan Pemasangan Bouwplank lengkap | INFRASTRUCTURE AND SWITCHYARD WORKS Complete Bouwplank Measurement and Installation | 2017-08-03 19:43:09 | 0 | M2 | 94863 | 0000 | IDR | General | 0 | 0 | Material | N | N | N | ""
10783 | 129263-0000 | PEKERJAAN PRASARANA DAN SWITCHYARD. Administrasi & dokumentasi | Infrastructure and Switchyard Works. Administration & Documentation | 2017-08-03 19:45:30 | 0 | M2 | 4500000 | 0000 | IDR | General | 0 | 0 | Material | N | N | N | ""
10779 | 129259-0000 | PEKERJAAN PRASARANA DAN SWITCHYARDMembuat Papan nama proyek | INFRASTRUCTURE AND SWITCHYARD WORKS Making project name boards | 2017-08-03 19:41:52 | 0 | Ls | 1614583.33 | 0000 | IDR | General | 0 | 0 | Material | N | N | N | ""
8669 | 129073-0000 | Pekerjaan Retaining Wall (Reinforced Concrete K-225) | Retaining Wall Work (Reinforced Concrete K-225) | 2013-10-04 11:18:33 | 0 | M3 | 1250000 | 0000 | IDR | General | 0 | 11132 | Material | N | N | N | ""
10777 | 129257-0000 | Pekerjaan Rumah Jaga | Housekeeping Job | 2017-08-03 19:39:20 | 0 | Ls | 98381796 | 0000 | IDR | General | 0 | 0 | Material | N | N | N | ""
10776 | 129256-0000 | Pekerjaan RUMAH OPERATOR TYPE 54 | OPERATOR TYPE 54 HOMEWORK | 2017-08-03 19:38:33 | 0 | Ls | 238000000 | 0000 | IDR | General | 0 | 0 | Material | N | N | N | ""
9332 | 129108-0000 | Pekerjaan saluran air kotor dan bak penampungan (mess) | Sewerage and storage tank (mess) work | 2014-06-13 14:49:29 | 0 | Ls | 360000 | 0000 | IDR | General | 0 | 0 | Material | N | N | N | ""
9334 | 129109-0000 | Pekerjaan Shotcrete tebal 10 sd 12 cm, wire mesh dia. 6x150x150 mm | Shotcrete work is 10 to 12 cm thick, wire mesh diameter 6x150x150 mm | 2014-06-13 14:54:59 | 0 | M2 | 0 | 0000 | IDR | General | 0 | 0 | Material | N | N | N | ""
9320 | 129102-0000 | Pekerjaan Side ditch, concrete lining U type uk. 40x40 cm | Side ditch work, concrete lining U type UK. 40x40 cm | 2014-06-12 10:40:37 | 0 | Mtr | 41333.33 | 0000 | IDR | General | 41333.33 | 0 | Material | N | N | N | ""
10168 | 424147-0000 | Pekerjaan SR-100 Galian batu masif dengan kedalaman galian minimal 100 cm. | SR-100 Work Massive rock excavation with a minimum excavation depth of 100 cm. | 2016-03-22 13:36:16 | 0 | Mtr | 100000 | 0000 | IDR | General | 0 | 0 | Material | N | N | N | ""
10063 | 424129-0000 | Pekerjaan SR-80 Galian batu masif dengan kedalaman galian minimal 80 cm. | SR-80 Work Massive rock excavation with a minimum excavation depth of 80 cm. | 2015-11-19 12:26:56 | 0 | Mtr | 90000 | 0000 | IDR | General | 0 | 0 | Material | N | N | N | ""
7741 | 122007-0000 | Pekerjaan Stripping Tanah Kedalaman Sampai dengan 15 cm | Soil Stripping Work Up to 15 cm Depth |  | 0 | Service | 0 | M2 | "" | "" | 0 | 0 | Material | N | N | N
9144 | 129095-0000 | Pekerjaan Sub Base Coarse Agregat Class A | Class A Coarse Aggregate Sub Base Work | 2014-06-13 15:35:22 | 0 | M3 | 0 | 0000 | IDR | General | 0 | 11313 | Material | N | N | N | ""
8626 | 129048-0000 | Pekerjaan Tower Type Test TSP30 plus 0 | Tower Type Test TSP30 plus 0 work | 2013-10-04 10:26:11 | 0 | Set | 98850000 | 0000 | IDR | General | 98850000 | 11132 | Material | N | N | N | ""
10333 | 129168-0000 | Pekerjaan Turap | Sheet Pile Work | 2016-09-08 14:53:51 | 0 | Leg | 200000 | 0000 | IDR | General | 0 | 0 | Material | N | N | N | ""
7746 | 122012-0000 | Pekerjaan Urugan Pasir | Sand Filling Work |  | 0 | Service | 7000 | M3 | IDR | "" | 0 | 0 | Material | N | N | N
12672 | 129473-0000 | Pekerjaan Urugan Pasir | Sand Filling Work | 2025-06-24 18:16:43 | 0 | M3 | 55000 | 0000 | IDR | General | 0 | 0 | Material | N | N | N | ""
12463 | 129462-0000; 2000942; 1001060 | Pekerjaan Urugan Tanah Kembali | Landfill Work Resumes | 2024-10-14 19:24:02 | 0 | M3 | 45900 | 0000 | IDR | General | 0 | 0 | Material | N | N | N | ""
7744 | 122010-0000 | Pekerjaan Urugan Tanah Kembali | Landfill Work Resumes |  | 0 | Service | 21230 | M3 | IDR | "" | 0 | 0 | Material | N | N | N
7999 | 12001416 | Pekerjaan Urugan Tanah Kembali dan Pemadatan | Backfill and Compaction Work | 2013-06-20 17:52:26 | 0 | M3 | 45000 | na | IDR | n/a | 0 | 9863 | Material | N | Y | N | ""
11486 | 129380-0000 | Pekerjaan Waterproof | Waterproofing Work | 2019-09-02 22:29:28 | 0 | M3 | 50000 | 0000 | IDR | General | 0 | 0 | Material | N | N | N | ""
12779 | 323248-0000 | Pekerjaan Wiring Integrasi Panel ke Panel Proteksi Busbar | Wiring Work Integration Panel to Busbar Protection Panel | 2025-11-19 13:57:14 | 0 | Unit | 10000000 | 0000 | IDR | General | 0 | 0 | Material | N | N | N | ""
11788 | 129424-0000 | Pekerjssn Perrakitsn Pelst / Pipa / Siku Besi | Pekerjssn Perrakitsn Pelst / Pipa / Kuku Besi | 2021-06-10 13:58:57 | 0 | SS | 4933800 | 0000 | IDR | General | 0 | 0 | Material | N | N | N | ""
9249 | 611034-0000 | Pelampung (Warna Orange) | Buoy (Orange Color) | 2014-05-16 11:05:26 | 0 | Pcs | 109250 | 0000 | IDR | General | 109250 | 11558 | Material | N | N | N | ""
12249 | 820127-0000 | Pelatihan dan Sertifikasi Kompetensi BNSP Juru Ikat Beban (Rigger) | BNSP Training and Competency Certification for Riggers | 2023-05-17 09:21:45 | 0 | ea | 0 | 0000 |  | General | 0 | 0 | Material | N | N | N | ""
9076 | 221011-0000 | Pemakaian Alat Berat (lain-lain) | Use of Heavy Equipment (others) | 2014-03-07 15:43:35 | 0 | Hr | 340000 | 0000 | IDR | General | 0 | 11793 | Material | N | N | N | ""
9071 | 221006-0000 | Pemakaian Buldozer | Use of Bulldozers | 2014-03-07 15:39:01 | 0 | Hr | 1650000 | 0000 | IDR | General | 0 | 11793 | Material | N | N | N | ""
12357 | 129458-0000 | Pemakaian Bulldozer Kap 5 Ton | Use of a 5 Ton Hood Bulldozer | 2024-05-17 11:15:41 | 0 | Hr | 0 | 0000 |  | General | 0 | 0 | Material | N | N | N | ""
9075 | 221010-0000 | Pemakaian Compact Vibro Roller | Compact Vibro Roller Usage | 2014-03-07 15:40:31 | 0 | Hr | 395408.16 | 0000 | IDR | General | 0 | 11793 | Material | N | N | N | ""
9070 | 221005-0000 | Pemakaian Dump Truck 18 m3 | Use of 18 m3 Dump Truck | 2014-03-07 15:38:39 | 0 | Hr | 600000 | 0000 | IDR | General | 0 | 11793 | Material | N | N | N | ""
12030 | 720053-0000 | Pemakaian Dump Truck 6.5-8 m3 | Dump Truck Usage 6.5-8 m3 | 2022-01-20 14:33:00 | 0 | Day | 1071429 | 0000 | IDR | General | 0 | 0 | Material | N | N | N | ""
9068 | 221003-0000 | Pemakaian Excavator | Excavator Use | 2014-03-07 15:37:01 | 0 | Hr | 312500 | 0000 | IDR | General | 0 | 11793 | Material | N | N | N | ""
12696 | 221065-0000 | Pemakaian Hydraulic Excavator 13 Ton | Use of a 13 Ton Hydraulic Excavator | 2025-07-29 17:20:37 | 0 | Hr | 463000 | 0000 | IDR | General | 0 | 0 | Material | N | N | N | ""
12697 | 221066-0000 | Pemakaian Hydraulic Excavator 20 Ton | Use of a 20 Ton Hydraulic Excavator | 2025-07-29 17:21:41 | 0 | Hr | 0 | 0000 |  | General | 0 | 0 | Material | N | N | N | ""
12695 | 221064-0000 | Pemakaian Hydraulic Excavator 7.5 Ton | Use of a 7.5 Ton Hydraulic Excavator | 2025-07-29 17:17:43 | 0 | Hr | 362245 | 0000 | IDR | General | 0 | 0 | Material | N | N | N | ""
9074 | 221009-0000 | Pemakaian Motor Grader | Motor Grader Usage | 2014-03-07 15:39:57 | 0 | Hr | 0 | 0000 | IDR | General | 0 | 11793 | Material | N | N | N | ""
9069 | 221004-0000 | Pemakaian Rock Breaker Excavator | Use of Rock Breaker Excavator | 2014-03-07 15:37:15 | 0 | Hr | 343750 | 0000 | IDR | General | 0 | 11793 | Material | N | N | N | ""
9073 | 221008-0000 | Pemakaian Truck Mixer | Use of Truck Mixer | 2014-03-07 15:39:37 | 0 | Hr | 0 | 0000 | IDR | General | 0 | 11793 | Material | N | N | N | ""
9072 | 221007-0000 | Pemakaian Whell Loader | Wheel Loader Usage | 2014-03-07 15:39:18 | 0 | Hr | 181250 | 0000 | IDR | General | 0 | 11793 | Material | N | N | N | ""
11068 | 323202-0000 | PEMASANGAN - 150 kV single phase cable sealing end complete | INSTALLATION - 150 kV single phase cable end sealing complete | 2018-03-20 10:43:41 | 0 | Set | 0 | 0000 |  | General | 0 | 0 | Material | N | N | N | ""
11067 | 323201-0000 | PEMASANGAN - 150 kV Single phase XLPE Power Cable CU 3 x 2 x 1000 mm2/ph complete | INSTALLATION - 150 kV Single phase XLPE Power Cable CU 3 x 2 x 1000 mm2/ph complete | 2018-03-20 10:42:46 | 0 | Mtr | 0 | 0000 |  | General | 0 | 0 | Material | N | N | N | ""
11066 | 323200-0000 | PEMASANGAN - Lightning Arrester 150 kV, 20 kA with creepage distance 31 mm/kV for Line bay | INSTALLATION - Lightning Arrester 150 kV, 20 kA with creepage distance 31 mm/kV for Line bay | 2018-03-20 10:41:42 | 0 | Set | 0 | 0000 |  | General | 0 | 0 | Material | N | N | N | ""
10094 | 424131-0000 | Pemasangan 1 pipa HDPE 33/40mm untuk kabel FO, Include soket HDPE | Installation of 1 33/40mm HDPE pipe for FO cable, Includes HDPE socket | 2016-02-10 11:46:55 | 0 | Mtr | 0 | 0000 |  | General | 0 | 13757 | Material | N | N | N | ""
10297 | 424162-0000 | Pemasangan 1 Subduct 40/33 pada polongan route Duct | Installation of 1 Subduct 40/33 on the Duct route podan | 2016-09-02 15:10:09 | 0 | Mtr | 0 | 0000 |  | General | 0 | 0 | Material | N | N | N | ""
9738 | 323069-0000 | Pemasangan 150 kV 3 Phase Disconnecting Switch motor operated, 31.5 kA 2000 A without Earthing switch, complete with clamps and supporting structure for IBT bay | Installation of 150 kV 3 Phase Disconnecting Switch motor operated, 31.5 kA 2000 A without Earthing switch, complete with clamps and supporting structure for IBT bay | 2016-02-10 10:34:49 | 0 | Set | 0 | 0000 | IDR | General | 0 | 12502 | Material | N | N | N | ""
9744 | 323075-0000 | Pemasangan 150 kV 3 Phase SF6 Circuit Breaker 40 kA 3150 A, complete with clamps and supporting structure for Bus Coupler bay | Installation of 150 kV 3 Phase SF6 Circuit Breaker 40 kA 3150 A, complete with clamps and supporting structure for Bus Coupler bay | 2016-02-10 10:40:19 | 0 | Set | 0 | 0000 | IDR | General | 0 | 12502 | Material | N | N | N | ""
9739 | 323070-0000 | Pemasangan 150 kV 3 Phase SF6 Circuit Breaker 40 kA 3150 A, complete with clamps and supporting structure for IBT bay | Installation of 150 kV 3 Phase SF6 Circuit Breaker 40 kA 3150 A, complete with clamps and supporting structure for IBT bay | 2016-02-10 10:32:08 | 0 | Set | 0 | 0000 | IDR | General | 0 | 12502 | Material | N | N | N | ""
9740 | 323071-0000 | Pemasangan 150 kV Current transformer for line bay complete with clamps and supporting structure comprising, Core 1, 600-1200/1 A, Class PX for differential protection. Core 2, 600-1200/1A, 30 VA Class 5P20 Class 0.2 for over current pr | Installation of 150 kV Current transformer for line bay complete with clamps and supporting structure consisting, Core 1, 600-1200/1 A, Class PX for differential protection. Core 2, 600-1200/1A, 30 VA Class 5P20 Class 0.2 for over current pr | 2016-02-10 10:35:57 | 0 | Unit | 0 | 0000 | IDR | General | 0 | 12502 | Material | N | N | N | ""
9721 | 323052-0000 | Pemasangan 150 kV double tension string insulator set with fitting | Installation of 150 kV double tension string insulator set with fitting | 2016-02-10 10:30:58 | 0 | Set | 0 | 0000 | IDR | General | 0 | 12502 | Material | N | N | N | ""
10141 | 323139-0000 | Pemasangan 19 inch Wallmount Rack 12U depth 600mm, Acrylic Front Door, Back Metal Door (double door), Incl. 1 Unit Single Fan, 20 Unit Cage Nut, M6 Screw, 1 Unit Vertical Power Distributor Panel 6 Outlets, 1 set Dynabolt M10 | Installation of 19 inch Wallmount Rack 12U depth 600mm, Acrylic Front Door, Back Metal Door (double door), Incl. 1 Unit Single Fan, 20 Units Cage Nut, M6 Screw, 1 Unit Vertical Power Distributor Panel 6 Outlets, 1 set Dynabolt M10 | 2016-02-02 14:05:38 | 0 | Pcs | 0 | 0000 |  | General | 0 | 0 | Material | N | N | N | ""
9752 | 323083-0000 | Pemasangan 70 kV 3 Phase Disconnecting Switch motor operated, 31.5 kA 1250 A without Earthing switch, complete with clamps and supporting structure for IBT bay | Installation of 70 kV 3 Phase Disconnecting Switch motor operated, 31.5 kA 1250 A without Earthing switch, complete with clamps and supporting structure for IBT bay | 2016-02-10 10:58:26 | 0 | Set | 1400 | 0000 | IDR | General | 0 | 12502 | Material | N | N | N | ""
9753 | 323084-0000 | Pemasangan 70 kV 3 Phase SF6 Circuit Breaker 40 kA 2000 A, complete with clamps and supporting structure for IBT bay | Installation of 70 kV 3 Phase SF6 Circuit Breaker 40 kA 2000 A, complete with clamps and supporting structure for IBT bay | 2016-02-10 10:54:37 | 0 | Set | 0 | 0000 | IDR | General | 0 | 12502 | Material | N | N | N | ""
9755 | 323086-0000 | Pemasangan 70 kV Capacitor Voltage Transformer with 2 secondary winding, ratio 70000V.V3 / 100V.V3 / 100V.V3, Burden 100 VA Cl 0.2, 150 VA CL 3P, min. capacitance 10000 PF complete with clamps, supporting structure | Installation of 70 kV Capacitor Voltage Transformer with 2 secondary winding, ratio 70000V.V3 / 100V.V3 / 100V.V3, Burden 100 VA Cl 0.2, 150 VA CL 3P, min. capacitance 10000 PF complete with clamps, supporting structure | 2016-02-10 10:57:28 | 0 | Unit | 1400 | 0000 | IDR | General | 0 | 12502 | Material | N | N | N | ""
9754 | 323085-0000 | Pemasangan 70 kV Current transformer for IBT bay complete with clamps and supporting structure comprising,Core 1, 1000-2000/1 A, Class PX for differential protection.Core 2, 500-2000/1A, 30 VA Class 5P20 Class 0.2 for over current prote | Installation of 70 kV Current transformer for IBT bay complete with clamps and supporting structure consisting, Core 1, 1000-2000/1 A, Class PX for differential protection. Core 2, 500-2000/1A, 30 VA Class 5P20 Class 0.2 for over current protection | 2016-02-10 10:57:11 | 0 | Unit | 1400 | 0000 | IDR | General | 0 | 12502 | Material | N | N | N | ""
9761 | 323092-0000 | Pemasangan 70 kV Neutral Earthing Resistor | Installation of 70 kV Neutral Earthing Resistor | 2016-02-10 11:15:22 | 0 | Set | 0 | 0000 | IDR | General | 0 | 12502 | Material | N | N | N | ""
9751 | 323082-0000 | Pemasangan 70 kV single suspension string insulator set with fitting | Installation of 70 kV single suspension string insulator set with fitting | 2016-02-10 10:53:41 | 0 | Set | 0 | 0000 | IDR | General | 0 | 12502 | Material | N | N | N | ""
9750 | 323081-0000 | Pemasangan 70 kV single tension string insulator set with fitting | Installation of 70 kV single tension string insulator set with fitting | 2016-02-10 10:53:01 | 0 | Set | 0 | 0000 | IDR | General | 0 | 12502 | Material | N | N | N | ""
10124 | 424136-0000 | Pemasangan additional per 1m Patch cord 2 meter, (FC/LC/SC-APC To FC/LC/SC-APC), G.652 D | Additional installation per 1m Patch cord 2 meters, (FC/LC/SC-APC To FC/LC/SC-APC), G.652 D | 2016-02-01 15:50:10 | 0 | Pcs | 930 | 0000 | IDR | General | 0 | 0 | Material | N | N | N | ""
11537 | 129388-0000 | Pemasangan Aksesoris Tiang Telepon (Steel Pole) 9 meter | Installation of 9 meter Telephone Pole Accessories (Steel Pole) | 2019-10-31 16:11:57 | 0 | Ls | 0 | 0000 |  | General | 0 | 0 | Material | N | N | N | ""
9792 | 424086-0000 | Pemasangan alat sambung (cabang/ lurus) untuk Fiber Optik kapasitas 12 - 144 core | Installation of splicing tools (branch/straight) for Fiber Optic with a capacity of 12 - 144 cores | 2016-02-10 11:20:33 | 0 | Pcs | 26117 | 0000 | IDR | General | 26117 | 12502 | Material | N | N | N | ""
9793 | 424087-0000 | Pemasangan alat sambung (cabang/ lurus) untuk Fiber Optik kapasitas 12 - 288 core | Installation of splicing tools (branch/straight) for Fiber Optic with a capacity of 12 - 288 cores | 2016-02-10 11:20:49 | 0 | Pcs | 26117 | 0000 | IDR | General | 26117 | 12502 | Material | N | N | N | ""
9791 | 424085-0000 | Pemasangan alat sambung (cabang/ lurus) untuk Fiber Optik kapasitas 12 - 96 core | Installation of splicing tools (branch/straight) for Fiber Optic with a capacity of 12 - 96 cores | 2016-02-10 11:20:15 | 0 | Pcs | 26117 | 0000 | IDR | General | 26117 | 12502 | Material | N | N | N | ""
12226 | 111650-0000 | Pemasangan Angkur | Anchor Installation | 2023-03-25 16:49:57 | 0 | Set | 0 | 0000 |  | General | 0 | 0 | Material | N | N | N | ""
10144 | 323142-0000 | Pemasangan Bracket STB | STB Bracket Installation | 2016-02-03 10:24:06 | 0 | Pcs | 250000 | 0000 | IDR | General | 0 | 0 | Material | N | N | N | ""
12727 | 129482-0000 | Pemasangan Casing Drive Cap/Dolly untuk Tiang Pancang Beton Pracetak Prategang ukr.400 x 400 mm / Dia. 400 mm | Casing Drive Cap/Dolly Installation for Precast Prestressed Concrete Piles Size 400 x 400 mm / Dia. 400 mm | 2025-10-06 13:31:24 | 0 | Mtr | 70000 | 0000 | IDR | General | 0 | 0 | Material | N | N | N | ""
9973 | 424114-0000 | Pemasangan Closure | Closure Installation | 2015-08-11 17:05:56 | 60000 | Pcs | 27960 | 0000 | IDR | General | 0 | 0 | Material | N | N | N | ""
9878 | 424100-0000 | Pemasangan Closure 24 termasuk pengaturan clousure dan splicing pada tiang | Closure 24 installation includes closure setup and splicing on the pole | 2015-04-22 10:59:40 | 0 | Pcs | 63541.67 | 0000 | IDR | General | 0 | 0 | Material | N | N | N | ""
8112 | 424010-0000 | Pemasangan Clusure FO 96 Core | Installation of FO 96 Core Closure | 2015-08-05 16:46:22 | 0 | Pcs | 35000 | 0000 | IDR |  | 0 | 13483 |  | N | N | N
9871 | 129125-0000 | pemasangan con block include material | installation of con block including material | 2015-04-16 15:36:38 | 0 | Mtr | 90000 | 0000 | IDR | General | 0 | 0 | Material | N | N | N | ""
12626 | 323233-0000 | Pemasangan Conductor AAC 1267 mm2 | Installation of 1267 mm2 AAC Conductor | 2025-04-17 17:33:57 | 0 | bay | 23000000 | 0000 | IDR | General | 0 | 0 | Material | N | N | N | ""
12376 | 221058-0000 | Pemasangan Conductor 1xACSR/AS 250mm2 | Installation of 1xACSR/AS 250mm2 Conductor | 2024-05-20 07:54:04 | 0 | Kmr | 0 | 0000 |  | General | 0 | 0 | Material | N | N | N | ""
9720 | 323051-0000 | Pemasangan Conductor TAL 660 mm2 | Installation of 660 mm2 TAL Conductor | 2016-02-10 10:30:02 | 0 | bay | 0 | 0000 | IDR | General | 0 | 12502 | Material | N | N | N | ""
12373 | 323221-0000 | Pemasangan Conductor TAL 850 mm2 | Installation of TAL 850 mm2 Conductor | 2024-05-19 14:27:02 | 0 | bay | 23000000 | 0000 | IDR | General | 0 | 0 | Material | N | N | N | ""
11048 | 323198-0000 | Pemasangan conductors TACSR/AS 410 mm2 | Installation of TACSR/AS 410 mm2 conductors | 2018-03-09 10:20:36 | 0 | Km | 170000000 | 0000 | IDR | General | 0 | 0 | Material | N | N | N | ""
9870 | 424098-0000 | Pemasangan dan splicing closure 24 pada tiang | Installation and splicing of closure 24 on poles | 2015-04-16 15:13:42 | 0 | Unit | 0 | 0000 |  | General | 0 | 0 | Material | N | N | N | ""
8169 | 424017-0000 | Pemasangan DD-BTS-S1 jembatan dengan penguat sendiri 1 arah termasuk accesories | Installation of DD-BTS-S1 bridge with 1-way self-reinforcing including accessories | 2016-02-03 09:46:02 | 0 | Mtr | 160000 | 0000 | IDR | General | 160000 | 9982 | Material | N | N | N | ""
10591 | 323149-0000 | Pemasangan Double suspension string set 120 kN with fog type (string set min. 240 KN) | Installation of Double suspension string set 120 kN with fog type (string set min. 240 KN) | 2017-03-27 19:17:06 | 0 | Set | 0 | 0000 |  | General | 0 | 0 | Material | N | N | N | ""
10592 | 323150-0000 | Pemasangan Earthwire conductor vibration damper for AS 70 mm2 | Installation of Earthwire conductor vibration damper for AS 70 mm2 | 2017-03-27 19:18:20 | 0 | Set | 0 | 0000 |  | General | 0 | 0 | Material | N | N | N | ""
10593 | 323151-0000 | Pemasangan Earthwire conductor vibration damper for OPGW 70 mm2 | Installation of Earthwire conductor vibration damper for OPGW 70 mm2 | 2017-03-27 19:19:22 | 0 | Set | 0 | 0000 |  | General | 0 | 0 | Material | N | N | N | ""
10594 | 323152-0000 | Pemasangan Earthwire suspension clamps for AS 70 mm2 | Installation of Earthwire suspension clamps for AS 70 mm2 | 2017-03-27 19:20:22 | 0 | Set | 0 | 0000 |  | General | 0 | 0 | Material | N | N | N | ""
10595 | 323153-0000 | Pemasangan Earthwire suspension clamps for OPGW 70 mm2 | Installation of Earthwire suspension clamps for OPGW 70 mm2 | 2017-03-27 19:21:25 | 0 | Set | 0 | 0000 |  | General | 0 | 0 | Material | N | N | N | ""
10596 | 323154-0000 | Pemasangan Earthwire tension clamps for AS 70 mm2 | Installation of Earthwire tension clamps for AS 70 mm2 | 2017-03-27 19:22:47 | 0 | Set | 0 | 0000 |  | General | 0 | 0 | Material | N | N | N | ""
10597 | 323155-0000 | Pemasangan Earthwire tension clamps for OPGW 70 mm2 | Installation of Earthwire tension clamps for OPGW 70 mm2 | 2017-03-27 19:24:04 | 0 | Set | 0 | 0000 |  | General | 0 | 0 | Material | N | N | N | ""
9511 | 413105-0000 | Pemasangan Grounding rod (maks. 3 ohm) | Grounding rod installation (max. 3 ohms) | 2016-02-05 16:33:30 | 0 | Set | 118000 | 0000 | IDR | General | 0 | 12210 | Material | N | N | N | ""
9993 | 424122-0000 | Pemasangan HDPE dan Pipa PVC | Installation of HDPE and PVC Pipes | 2016-02-10 15:29:14 | 0 | Mtr | 72917 | 0000 | IDR | General | 0 | 13658 | Material | N | N | N | ""
9400 | 424069-0000 | Pemasangan HH PIT Portable | Installation of Portable HH PIT | 2014-08-11 11:43:13 | 0 | Set | 415300 | 0000 | IDR | General | 100000 | 11711 | Material | N | N | N | ""
11055 | 323199-0000 | Pemasangan HV apparatus, Busbar, Cross bar, LV Cable, Termination di switchyard, dan panel2 di dalam gedung kontrol | Installation of HV apparatus, busbar, cross bar, LV cable, termination in the switchyard, and panels in the control building | 2018-03-15 10:39:32 | 0 | Ls | 5400000 | 0000 | IDR | General | 0 | 0 | Material | N | N | N | ""
9819 | 323113-0000 | Pemasangan installasi listrik PLN KWH Interconnection 20A | Installation of PLN KWH Interconnection 20A electrical installation | 2015-02-14 13:07:11 | 0 | ea | 8333334 | 0000 | IDR | General | 0 | 12502 | Material | N | N | N | ""
11368 | 221049-0000 | pemasangan insulator | insulator installation | 2019-04-18 10:53:26 | 0 | Set | 6000000 | 0000 | IDR | General | 0 | 0 | Material | N | N | N | ""
11701 | 323208-0000 | Pemasangan Insulator | Insulator Installation | 2020-11-26 09:12:35 | 0 | Disc | 5401.23 | 0000 | IDR | General | 0 | 0 | Material | N | N | N | ""
9824 | 424094-0000 | Pemasangan Kabel Udara Fiber Optik Single Mode 96 core G 652 D | Installation of Single Mode Fiber Optic Aerial Cable 96 core G 652 D | 2015-02-25 00:52:36 | 0 | Mtr | 2250 | 0000 | IDR | General | 2250 | 12638 | Material | N | N | N | ""
10217 | 413181-0000 | Pemasangan keramik ODC (Material dan Jasa) | ODC ceramic installation (Materials and Services) | 2016-06-23 16:56:25 | 0 | Set | 75000 | 0000 | IDR | General | 0 | 0 | Material | N | N | N | ""
9818 | 424093-0000 | Pemasangan Kerangkeng ODC | ODC Cage Installation | 2015-02-14 13:06:07 | 0 | Pcs | 651477.27 | 0000 | IDR | General | 0 | 12502 | Material | N | N | N | ""
11491 | 129381-0000 | Pemasangan Langit-Langit Gypsum Board | Gypsum Board Ceiling Installation | 2019-09-05 09:11:41 | 0 | M2 | 25000 | 0000 | IDR | General | 0 | 0 | Material | N | N | N | ""
10598 | 323156-0000 | Pemasangan Line conductor spacer (jumper) 200 mm for TACSR/AS 410/67 mm2 | Installation of Line conductor spacer (jumper) 200 mm for TACSR/AS 410/67 mm2 | 2017-03-27 19:25:06 | 0 | Set | 0 | 0000 |  | General | 0 | 0 | Material | N | N | N | ""
10599 | 323157-0000 | Pemasangan Line conductor spacer (span) 400 mm for TACSR/AS 410/67 mm2 | Installation of Line conductor spacer (span) 400 mm for TACSR/AS 410/67 mm2 | 2017-03-27 19:25:56 | 0 | Set | 0 | 0000 |  | General | 0 | 0 | Material | N | N | N | ""
10600 | 323158-0000 | Pemasangan Line conductor vibration damper for TACSR/AS 410/67 mm2 | Installation of Line conductor vibration damper for TACSR/AS 410/67 mm2 | 2017-03-27 19:27:00 | 0 | Set | 0 | 0000 |  | General | 0 | 0 | Material | N | N | N | ""
10289 | 424155-0000 | Pemasangan ODC-C (outdoor) with minimum 12 space for passive spliter, adaptor SC/UPC dan pondasinya kap 96 core termasuk patok pengamanan (5 buah) berikut pelabelan (ODC modifikasi) | ODC-C (outdoor) installation with minimum 12 spaces for passive splitter, SC/UPC adapter and 96 core cap foundation including safety stakes (5 pieces) and labeling (modified ODC) | 2016-08-30 10:19:14 | 0 | Pcs | 0 | 0000 |  | General | 0 | 0 | Material | N | N | N | ""
9884 | 424102-0000 | Pemasangan ODF 144 Core, termasuk accessories | ODF 144 Core installation, including accessories | 2015-06-15 13:37:27 | 1 | Pcs | 423190 | 0000 | IDR | General | 0 | 0 | Material | N | N | N | ""
9827 | 424096-0000 | Pemasangan ODP (Pilar) Kap 8 core berikut space pasive spliter (1 to 8), adapter SC,berikut pelabelan | Installation of ODP (Pillar) 8 core Cap including passive space splitter (1 to 8), SC adapter, including labeling | 2015-02-25 01:04:23 | 0 | Pcs | 84825 | 0000 | IDR | General | 104467 | 12638 | Material | N | N | N | ""
9814 | 424089-0000 | Pemasangan Optical Distribution pole ( ODP ) kapasitas 24 Core | Installation of Optical Distribution Pole (ODP) with a capacity of 24 Cores | 2015-02-14 13:02:12 | 0 | Pcs | 63542 | 0000 | IDR | General | 0 | 12502 | Material | N | N | N | ""
8598 | 424039-0000 | Pemasangan Optical Terminal Box (OTB) | Optical Terminal Box (OTB) Installation | 2013-10-04 09:59:43 | 0 | Set | 100000 | 0000 | IDR | General | 0 | 11132 | Material | N | N | N | ""
10291 | 424156-0000 | Pemasangan OTB termasuk terminasi dan penyambungan kabel optik Single Mode kap 144 core serta Adapter (SC Connector), pigtail dan protection sleeve pada cassette / box | OTB installation includes termination and connection of 144 core Single Mode optical cable and Adapter (SC Connector), pigtail and protection sleeve on cassette/box | 2016-08-30 10:22:21 | 0 | Pcs | 0 | 0000 |  | General | 0 | 0 | Material | N | N | N | ""
11078 | 129343-0000; 2001121 | pemasangan pagar brc | BRC fence installation | 2018-03-22 11:56:09 | 0 | Ls | 65000 | 0000 | IDR | General | 0 | 0 | Material | N | N | N | ""
12674 | 129475-0000 | Pemasangan Pagar Harmonika | Installation of Accordion Fence | 2025-06-24 18:22:56 | 0 | Ml | 50000 | 0000 | IDR | General | 0 | 0 | Material | N | N | N | ""
10294 | 424159-0000 | Pemasangan Passive Splitter 1/8, type modular SC/UPC, for ODC, termasuk pigtail | Installation of Passive Splitter 1/8, modular type SC/UPC, for ODC, including pigtail | 2016-09-02 15:06:16 | 0 | Pcs | 25000 | 0000 | IDR | General | 0 | 0 | Material | N | N | N | ""
10261 | 424154-0000 | Pemasangan Pipa Duct dengan system gantung 2 tiang besi, bentang s/d 100 meter | Installation of Duct Pipes with a hanging system of 2 iron poles, span up to 100 meters | 2016-07-24 23:36:43 | 0 | Mtr | 37340 | 0000 | IDR | General | 0 | 0 | Material | N | N | N | ""
8167 | 424015-0000 | Pemasangan pipa Duct pada jembatan dengan menempel menggunakan Pipa besi Galv 1 pipa | Installation of Duct pipes on the bridge by attaching them using Galvanized iron pipes 1 pipe | 2016-02-10 16:37:50 | 0 | Mtr | 60000 | 0000 | IDR | General | 125000 | 9982 | Material | N | N | N | ""
8168 | 424016-0000 | Pemasangan pipa Duct pada jembatan dengan menempel menggunakan Pipa besi Galv 4inch 1 ways | Installation of Duct pipes on bridges by attaching them using 4-inch Galvanized iron pipes in 1 way | 2016-02-10 16:38:10 | 0 | Mtr | 198430.96 | 0000 | IDR | General | 104167 | 9982 | Material | N | N | N | ""
9828 | 424097-0000 | Pemasangan Pipa galvanis dengan ukuran diameter 50 mm dan ketebalan 2,7 mm cara boring manual /mesin 1 pipa dengan kedalaman minimal 150 cm | Installation of galvanized pipes with a diameter of 50 mm and a thickness of 2.7 mm using a manual/machine boring method for 1 pipe with a minimum depth of 150 cm | 2015-02-25 01:07:22 | 0 | Mtr | 30314.83 | 0000 | IDR | General | 28216 | 12638 | Material | N | N | N | ""
10939 | 129320-0000 | Pemasangan pipa PVC 2-1/2 inchi | Installation of 2-1/2 inch PVC pipe | 2017-09-07 14:04:58 | 0 | btg | 31000 | 0000 | IDR | General | 0 | 13337 | Material | N | N | N | ""
10940 | 111467-0000 | Pemasangan pipa PVC 2-1/2 inchi | Installation of 2-1/2 inch PVC pipe | 2017-09-07 14:12:17 | 11000 | btg | 16750 | 0000 | IDR | General | 0 | 0 | Material | Y | N | N | ""
10941 | 129321-0000 | Pemasangan pipa PVC 2-1/2 inchi | Installation of 2-1/2 inch PVC pipe | 2017-09-07 14:13:18 | 11000 | btg | 0 | 0000 |  | General | 0 | 0 | Material | Y | N | N | ""
12671 | 129472-0000 | Pemasangan Pipedrain 1,5 inch include Geotextile | Installation of 1.5 inch Pipedrain including Geotextile | 2025-06-24 18:14:20 | 0 | Ttk | 25000 | 0000 | IDR | General | 0 | 0 | Material | N | N | N | ""
9817 | 424092-0000 | Pemasangan Pondasi ODC | ODC Foundation Installation | 2015-02-14 13:05:27 | 0 | Pcs | 5704564.6 | 0000 | IDR | General | 0 | 12502 | Material | N | N | N | ""
9835 | 221023-0000 | Pemasangan Post steel Structure Type 12 m | Installation of Post Steel Structure Type 12 m | 2016-02-10 11:29:48 | 0 | Kg | 0 | 0000 |  | General | 0 | 13658 | Material | N | N | N | ""
9836 | 221024-0000 | Pemasangan Post steel Structure Type 6.5 m | Installation of Post Steel Structure Type 6.5 m | 2016-02-10 11:30:08 | 0 | Kg | 0 | 0000 |  | General | 0 | 13658 | Material | N | N | N | ""
9837 | 221025-0000 | Pemasangan Post steel Structure Type 8 m | Installation of Post Steel Structure Type 8 m | 2016-02-10 11:30:26 | 0 | Kg | 0 | 0000 |  | General | 0 | 13658 | Material | N | N | N | ""
10142 | 323140-0000 | Pemasangan Power Cable 1.5mm | 1.5mm Power Cable Installation | 2016-02-02 14:07:24 | 0 | Mtr | 0 | 0000 |  | General | 0 | 0 | Material | N | N | N | ""
9741 | 323072-0000 | Pemasangan Protection & Control Cubicle for IBT (Automation, including integration to existing SAS) comprising, IED main line protection (diffrential, REF HV/LV side, DFR, etc). IED back up protection (OC, EF, SEF, OV, UV, AVR, FR, mete | Installation of Protection & Control Cubicle for IBT (Automation, including integration to existing SAS) consisting of, IED main line protection (diffrential, REF HV/LV side, DFR, etc). IED back up protection (OC, EF, SEF, OV, UV, AVR, FR, mete | 2016-02-10 10:36:46 | 0 | Set | 0 | 0000 | IDR | General | 0 | 12502 | Material | N | N | N | ""
10145 | 323143-0000 | Pemasangan PVC Indoor 10x2x0,6mm Cable | Indoor PVC Installation 10x2x0.6mm Cable | 2016-02-03 10:25:50 | 0 | Mtr | 0 | 0000 |  | General | 0 | 0 | Material | N | N | N | ""
10143 | 323141-0000 | Pemasangan PVC Indoor 60x2x0,6mm Cable | Indoor PVC Installation 60x2x0.6mm Cable | 2016-02-03 10:23:05 | 0 | Mtr | 0 | 0000 |  | General | 0 | 13820 | Material | N | N | N | ""
10714 | 323164-0000 | Pemasangan Remote Control panel for 20 kV Cubicle | Installation of Remote Control Panel for 20 kV Cubicle | 2017-08-03 18:25:02 | 0 | Set | 0 | 0000 |  | General | 0 | 0 | Material | N | N | N | ""
9816 | 424091-0000 | Pemasangan roset/indoor optical outlet with SC Adaptor cap 2 port | Installation of rosette/indoor optical outlet with SC Adaptor cap 2 ports | 2015-02-14 13:03:53 | 0 | Pcs | 26041.67 | 0000 | IDR | General | 0 | 12502 | Material | N | N | N | ""
9758 | 323089-0000 | Pemasangan Single Phase Neutral CT for 150 kV side class X, 150-300/1A complete with clamps for restricted eart faulth protection suitable for mounting outdoor on Transformer tank can be put inside the 20 kV Neutral Resistor Cubicle. | Installation of Single Phase Neutral CT for 150 kV side class | 2016-02-10 11:13:49 | 0 | Unit | 0 | 0000 | IDR | General | 0 | 12502 | Material | N | N | N | ""
9760 | 323091-0000 | Pemasangan Single Phase Neutral CT for 70 kV side class 5P20, 600-300/1A complete with clamps for Neutral eart faulth protection suitable for mounting outdoor on Transformer tank can be put inside the 20 kV Neutral Resistor Cubicle. | Installation of Single Phase Neutral CT for 70 kV side class 5P20, 600-300/1A complete with clamps for Neutral eart faulth protection suitable for mounting outdoor on Transformer tank can be put inside the 20 kV Neutral Resistor Cubicle. | 2016-02-10 11:14:38 | 0 | Unit | 0 | 0000 | IDR | General | 0 | 12502 | Material | N | N | N | ""
9759 | 323090-0000 | Pemasangan Single Phase Neutral CT for 70 kV side class X, 300-600/1A complete with clamps for restricted eart faulth protection suitable for mounting outdoor on Transformer tank. | Installation of Single Phase Neutral CT for 70 kV side class | 2016-02-10 11:14:11 | 0 | Unit | 0 | 0000 | IDR | General | 0 | 12502 | Material | N | N | N | ""
10601 | 323159-0000 | Pemasangan Single suspension jumper insulator string set 120 kN with fog type | Installation of Single suspension jumper insulator string set 120 kN with fog type | 2017-03-27 19:28:12 | 0 | Set | 0 | 0000 |  | General | 0 | 0 | Material | N | N | N | ""
10602 | 323160-0000 | Pemasangan Single tension inverse insulator string set 120 kN with fog type | Installation of Single tension inverse insulator string set 120 kN with fog type | 2017-03-27 19:28:58 | 0 | Set | 0 | 0000 |  | General | 0 | 0 | Material | N | N | N | ""
9877 | 424099-0000 | Pemasangan Slack hanger incld accesories | Slack hanger installation including accessories | 2015-04-22 10:54:20 | 0 | ea | 26041.67 | 0000 | IDR | General | 0 | 0 | Material | N | N | N | ""
10587 | 323145-0000 | Pemasangan steel beam gantry | Installation of steel beam gantry | 2017-03-27 19:10:49 | 0 | Set | 0 | 0000 |  | General | 0 | 0 | Material | N | N | N | ""
10588 | 323146-0000 | Pemasangan steel post gantry | Steel post gantry installation | 2017-03-27 19:12:05 | 0 | Set | 0 | 0000 |  | General | 0 | 0 | Material | N | N | N | ""
10589 | 323147-0000 | Pemasangan structural HT steel | Installation of structural HT steel | 2017-03-27 19:13:24 | 0 | Ton | 0 | 0000 |  | General | 0 | 0 | Material | N | N | N | ""
10590 | 323148-0000 | Pemasangan structural mid steel | Installation of structural mid steel | 2017-03-27 19:14:22 | 0 | Ton | 0 | 0000 |  | General | 0 | 0 | Material | N | N | N | ""
9314 | 323039-0000 | Pemasangan Trafo 3 Phase 25 KVA | Installation of 3 Phase 25 KVA Transformer | 2016-02-10 15:59:39 | 0 | Ls | 0 | 0000 | IDR | General | 0 | 11683 | Material | N | N | N | ""
10140 | 424142-0000 | Pemasangan UTP Cat 5 Cable | UTP Cat 5 Cable Installation | 2016-02-02 14:02:19 | 0 | Mtr | 0 | 0000 |  | General | 0 | 0 | Material | N | N | N | ""
10444 | 129181-0000 | Pembangunan Toilet | Toilet Construction | 2016-12-07 13:28:07 | 0 | Ls | 1595700 | 0000 | IDR | General | 0 | 0 | Material | N | N | N | ""
10259 | 424153-0000 | Pembayaran Internet Head Office | Head Office Internet Payments | 2016-07-15 11:04:17 | 0 | Mth | 6000000 | 0000 | IDR | General | 0 | 0 | Material | N | N | N | ""
9982 | 323136-0000 | Pembayaran Tagihan Listrik | Electricity Bill Payment | 2015-08-12 09:16:10 | 0 | Ls | 0 | 0000 |  | General | 0 | 0 | Material | N | N | N | ""
12868 | 313858-0000 | Pembelian Material Panel Aksesoris untuk Disturbance Fault Recorder Panel | Purchase of Accessory Panel Materials for Disturbance Fault Recorder Panel | 2026-01-06 16:48:04 | 0 | Pcs | 110000000 | 0000 | IDR | General | 0 | 0 | Material | N | N | N | ""
12875 | 313864-0000 | Pembelian Material Panel Aksesoris untuk Common System Cubicle | Purchase of Accessory Panel Materials for Common System Cubicles | 2026-01-07 08:31:06 | 0 | Set | 0 | 0000 |  | General | 0 | 0 | Material | N | N | N | ""
12877 | 313865-0000 | Pembelian Material Panel Aksesoris untuk Energy Meters And Panel For 150 Kv Line & Transformer Bays | Purchase of Accessory Panel Materials for Energy Meters and Panels for 150 Kv Line & Transformer Bays | 2026-01-09 18:01:19 | 0 | Set | 0 | 0000 |  | General | 0 | 0 | Material | N | N | N | ""
12872 | 313862-0000 | Pembelian Material Panel Aksesoris untuk Line Feeder Bay (Consumer) | Purchase of Accessory Panel Materials for Line Feeder Bay (Consumer) | 2026-01-06 20:20:40 | 0 | Set | 0 | 0000 |  | General | 0 | 0 | Material | N | N | N | ""
12870 | 313860-0000 | Pembelian Material Panel Aksesoris untuk Protection & Control Panel for 150 kV Busbar | Purchase of Accessory Panel Materials for Protection & Control Panel for 150 kV Busbar | 2026-01-06 16:52:53 | 0 | Set | 120500000 | 0000 | IDR | General | 0 | 0 | Material | N | N | N | ""
12871 | 313861-0000 | Pembelian Material Panel Aksesoris untuk Protection & Control Panel for 150 kV Transformer Bay | Purchase of Accessory Panel Materials for Protection & Control Panel for 150 kV Transformer Bay | 2026-01-06 16:55:54 | 0 | Set | 118500000 | 0000 | IDR | General | 0 | 0 | Material | N | N | N | ""
12869 | 313859-0000 | Pembelian Material Panel Aksesoris untuk Protection & Control Panel for Line Feeder Bay (OHL) 150 kV line bay | Purchase of Accessory Panel Material for Protection & Control Panel for Line Feeder Bay (OHL) 150 kV line bay | 2026-01-06 16:50:49 | 0 | Set | 118500000 | 0000 | IDR | General | 0 | 0 | Material | N | N | N | ""
11134 | 611116-0000 | Pembelian Mesin Fogging | Purchase of Fogging Machine | 2018-07-30 17:36:57 | 0 | Unit | 0 | 0000 |  | General | 0 | 0 | Material | N | N | N | ""
10918 | 129304-0000 | Pembersihan jalur RAW Transmissi | Cleaning the RAW Transmission line | 2017-08-08 10:30:03 | 0 | Km | 0 | 0000 |  | General | 0 | 0 | Material | N | N | N | ""
10725 | 129231-0000 | Pembersihan lahan termasuk striping 20 cm | Land clearing including 20 cm striping | 2017-08-03 18:40:25 | 0 | M2 | 3557.03 | 0000 | IDR | General | 0 | 0 | Material | N | N | N | ""
9132 | 129091-0000 | Pembersihan lahan/tebas tebang&cabut tunggul | Land clearing/slashing & uprooting stumps | 2014-04-17 14:16:27 | 0 | M2 | 2223 | 0000 | IDR | General | 3959.18 | 0 | Material | N | N | N | ""
7733 | 121013-0000 | Pembongkaran Beton Bertulang | Reinforced Concrete Demolition |  | 0 | Service | 0 | M3 | "" | "" | 0 | 0 | Material | N | N | N
7734 | 121014-0000 | Pembongkaran Dinding Tembok Bata Merah | Demolition of Red Brick Wall | 2017-08-07 09:10:06 | 0 | Mtr | 20000 | M3 | IDR | "" | 0 | 13327 | Material | N | N | N
12673 | 129474-0000 | Pembongkaran Pagar Harmonika | Demolition of the Accordion Fence | 2025-06-24 18:20:46 | 0 | Ml | 40150 | 0000 | IDR | General | 0 | 0 | Material | N | N | N | ""
9921 | 129131-0000 | Pembuangan Tanah Keluar Lokasi | Disposal of Soil Off Site | 2015-06-19 15:09:30 | 0 | M3 | 20000 | 0000 | IDR | General | 0 | 0 | Material | N | N | N | ""
7742 | 122008-0000 | Pembuangan Tanah Sejauh 150 m | Land Disposal 150 m |  | 0 | Service | 0 | M3 | "" | "" | 0 | 0 | Material | N | N | N
7743 | 122009-0000 | Pembuangan Tanah Sejauh Lebih dari 1000 m | Land Disposal Over 1000 m |  | 0 | Service | 0 | M3 | "" | "" | 0 | 0 | Material | N | N | N
7730 | 121010-0000 | Pembuatan Bak Adukan ( 40 x 50 x 20 ) cm | Making a Mixing Tank (40 x 50 x 20) cm |  | 0 | Service | 0 | M2 | "" | "" | 0 | 0 | Material | N | N | N
7728 | 121008-0000 | Pembuatan Bedeng Pekerja | Construction of Workers' Sheds |  | 0 | Service | 30000000 | M2 | IDR | "" | 0 | 0 | Material | N | N | N
11755 | 129411-0000 | Pembuatan Bekisting Balok | Beam Formwork Making | 2021-02-02 15:07:22 | 0 | M2 | 0 | 0000 |  | General | 0 | 0 | Material | N | N | N | ""
11762 | 129418-0000 | Pembuatan Bekisting Batako | Making Brick Formwork | 2021-02-02 15:37:07 | 0 | M2 | 0 | 0000 |  | General | 0 | 0 | Material | N | N | N | ""
11763 | 129419-0000 | Pembuatan Bekisting Kepala Kolom | Column Head Formwork Making | 2021-02-02 17:01:20 | 0 | M2 | 0 | 0000 |  | General | 0 | 0 | Material | N | N | N | ""
11756 | 129412-0000 | Pembuatan Bekisting Kolom | Column Formwork Making | 2021-02-02 15:08:50 | 0 | M2 | 0 | 0000 |  | General | 0 | 0 | Material | N | N | N | ""
11760 | 129416-0000 | Pembuatan Bekisting Modifikasi Kolom | Modified Column Formwork Manufacturing | 2021-02-02 15:32:18 | 0 | M2 | 0 | 0000 |  | General | 0 | 0 | Material | N | N | N | ""
11758 | 129414-0000 | Pembuatan Bekisting Pit Lift | Pit Lift Formwork Construction | 2021-02-02 15:27:48 | 0 | M2 | 0 | 0000 |  | General | 0 | 0 | Material | N | N | N | ""
11759 | 129415-0000 | Pembuatan Bekisting Plambing | Plumbing Formwork Making | 2021-02-02 15:29:31 | 0 | M2 | 0 | 0000 |  | General | 0 | 0 | Material | N | N | N | ""
11757 | 129413-0000 | Pembuatan Bekisting Shearwall | Shearwall Formwork Manufacturing | 2021-02-02 15:14:10 | 0 | M2 | 0 | 0000 |  | General | 0 | 0 | Material | N | N | N | ""
10586 | 129219-0000 | Pembuatan counter weight | Making counter weights | 2017-03-27 19:08:39 | 0 | Kg | 0 | 0000 |  | General | 0 | 0 | Material | N | N | N | ""
9250 | 129097-0000 | Pembuatan Cross Drain A | Making Cross Drain A | 2014-05-17 16:26:20 | 0 | Ls | 0 | 0000 | IDR | General | 0 | 0 | Material | N | N | N | ""
8331 | 424035-0000 | Pembuatan dan instalasi Handhole 90 x 90 cm, material dan jasa | Manufacture and installation of 90 x 90 cm handholes, materials and services | 2013-08-01 16:49:23 | 0 | Set | 0 | 0000 | IDR | General | 0 | 10101 | Material | N | N | N | ""
9023 | 111266-0000 | Pembuatan Direksi Keet Owner (Material dan Jasa) | Establishment of a Board of Directors and Ownership (Materials and Services) | 2014-02-19 12:41:06 | 0 | Unit | 115000000 | 0000 | IDR | General | 115000000 | 12184 | Material | N | N | N | ""
9022 | 111265-0000 | Pembuatan Direksi Keet Qdc (Material dan Jasa) | Establishment of QDC (Material and Services) Board of Directors | 2014-02-19 12:40:27 | 0 | Unit | 13810000 | 0000 | IDR | General | 5276041.67 | 12184 | Material | N | N | N | ""
7726 | 121006-0000 | Pembuatan Gudang Semen dan Alat - alat | Construction of Cement Warehouse and Tools |  | 0 | Service | 2416668 | M2 | IDR | "" | 0 | 0 | Material | N | N | N
9059 | 129078-0000 | Pembuatan Gudang Sementara | Temporary Warehouse Construction | 2014-03-06 15:28:57 | 0 | Unit | 3500000 | 0000 | IDR | General | 0 | 11793 | Material | N | N | N | ""
8451 | 123050-0000 | Pembuatan Hand Hole ukuran dia dalam (80x80x80), cor beton 1 2 3 | Making Hand Hole with inner diameter (80x80x80), cast concrete 1 2 3 | 2013-09-10 12:15:44 | 0 | Unit | 1250000 | 0000 | IDR | General | 1250000 | 11194 | Material | N | N | N | ""
9812 | 413136-0000 | Pembuatan HH ukuran 80X80X100 | Making HH size 80X80X100 | 2015-02-14 12:58:40 | 0 | Pcs | 4000000 | 0000 | IDR | General | 0 | 12502 | Material | N | N | N | ""
10786 | 129266-0000 | PEMBUATAN JALAN LINGKUNGAN Base Course tebal 25 cm (crush stone) | ENVIRONMENTAL ROAD CONSTRUCTION Base Course 25 cm thick (crushed stone) | 2017-08-03 19:49:19 | 0 | M2 | 124618.95 | 0000 | IDR | General | 0 | 0 | Material | N | N | N | ""
10787 | 129267-0000 | PEMBUATAN JALAN LINGKUNGAN Lapisan Aspal Penetrasi tebal 5 cm | ENVIRONMENTAL ROAD CONSTRUCTION 5 cm thick penetration asphalt layer | 2017-08-03 19:50:15 | 0 | M2 | 137945.78 | 0000 | IDR | General | 0 | 0 | Material | N | N | N | ""
10784 | 129264-0000 | PEMBUATAN JALAN LINGKUNGAN Pekerjaan Pemadatan Lapisan Bawah Jalan tebal 15 cm | ENVIRONMENTAL ROAD CONSTRUCTION Work on the Road Sub-Layer Compaction 15 cm thick | 2017-08-03 19:46:43 | 0 | M2 | 34443.15 | 0000 | IDR | General | 0 | 0 | Material | N | N | N | ""
10788 | 129268-0000 | PEMBUATAN JALAN LINGKUNGAN Lapisan Hotmix tebal 5 cm | ENVIRONMENTAL ROAD CONSTRUCTION 5 cm thick Hotmix layer | 2017-08-03 19:51:00 | 0 | M2 | 138470.83 | 0000 | IDR | General | 0 | 0 | Material | N | N | N | ""
10785 | 129265-0000 | PEMBUATAN JALAN LINGKUNGAN Sub Base Course tebal 30 cm (sand-gravel) | ENVIRONMENTAL ROAD CONSTRUCTION Sub Base Course 30 cm thick (sand-gravel) | 2017-08-03 19:47:27 | 0 | M2 | 104578 | 0000 | IDR | General | 0 | 0 | Material | N | N | N | ""
7732 | 121012-0000 | Pembuatan Jalan Sementara | Temporary Road Construction |  | 0 | Service | 7500000 | M2 | IDR | "" | 12000000 | 0 | Material | N | N | N
7725 | 121005-0000 | Pembuatan Kantor Direksi Keet , dengan Lantai Plesteran | Construction of the Keet Director's Office, with Plaster Floor |  | 0 | Service | 5520833.33 | M2 | IDR | "" | 0 | 0 | Material | N | N | N
11765 | 129421-0000 | Pembuatan Modifikasi Bekisting Kepala Kolom | Making Modified Column Head Formwork | 2021-02-02 17:12:33 | 0 | M2 | 0 | 0000 |  | General | 0 | 0 | Material | N | N | N | ""
11761 | 129417-0000 | Pembuatan Modifikasi Bekisting Shearwall | Making Shearwall Formwork Modifications | 2021-02-02 15:35:03 | 0 | M2 | 0 | 0000 |  | General | 0 | 0 | Material | N | N | N | ""
11103 | 810053-0000 | Pembuatan Packing Insulator | Insulator Packing Manufacturing | 2018-05-11 16:13:44 | 0 | Pcs | 0 | 0000 |  | General | 0 | 0 | Material | N | N | N | ""
9064 | 111272-0000 | Pembuatan Pagar Pengaman dari Pasangan Batu | Making a Safety Fence from Stone Masonry | 2014-03-07 09:54:18 | 0 | Mtr | 1750000 | 0000 | IDR | General | 0 | 11793 | Material | N | N | N | ""
7723 | 121003-0000 | Pembuatan Pagar Sementara dari Kawat Duri tinggi 1.8 m | Making a Temporary Fence from Barbed Wire 1.8 m high |  | 0 | Service | 3000 | Mtr | IDR | "" | 34609375 | 0 | Material | N | N | N
7721 | 121001-0000 | Pembuatan Pagar Sementara dari Kayu tinggi 2 m | Making a Temporary Fence from Wood 2 m high |  | 0 | Service | 42862.61 | Mtr | IDR | "" | 0 | 0 | Material | N | N | N
7722 | 121002-0000 | Pembuatan Pagar Sementara dari Seng Gelombang tinggi 2 m | Making a Temporary Fence from 2 m high Corrugated Iron |  | 0 | Service | 3500000 | Mtr | IDR | "" | 0 | 0 | Material | N | N | N
10216 | 413180-0000 | Pembuatan Pondasi ODC 288 (Material dan Jasa) | ODC 288 Foundation Construction (Materials and Services) | 2016-06-23 16:54:11 | 0 | Set | 1000000 | 0000 | IDR | General | 0 | 0 | Material | N | N | N | ""
12192 | 150001-0000 | Pembuatan Rumah Ibadah / Sederhana | Construction of a House of Worship / Simple | 2023-02-10 11:40:54 | 0 | M2 | 1731601.73 | 0000 | IDR | General | 0 | 0 | Material | N | N | N | ""
7727 | 121007-0000 | Pembuatan Rumah Jaga / Konstruksi Kayu | Guard House Construction / Wooden Construction |  | 0 | Service | 0 | M2 | "" | "" | 0 | 0 | Material | N | N | N
12703 | 129478-0000 | Pembuatan Rumah Tipe 32 | Type 32 House Construction | 2025-08-07 18:54:36 | 0 | M2 | 0 | 0000 |  | General | 0 | 0 | Material | N | N | N | ""
7731 | 121011-0000 | Pembuatan Stegger dari Bambu, ( 40 x 50 x 20 ) cm | Making a Scaffold from Bamboo, (40 x 50 x 20) cm |  | 0 | Service | 600000 | M2 | IDR | "" | 0 | 0 | Material | N | N | N
9060 | 129079-0000 | Pembuatan Tapak atau Atap Genset | Making a Genset Footing or Roof | 2014-03-06 15:30:28 | 0 | Unit | 46000 | 0000 | IDR | General | 0 | 11793 | Material | N | N | N | ""
9061 | 129080-0000 | Pembuatan Tapak Solar Tank | Solar Tank Footprint Construction | 2014-03-06 15:39:27 | 0 | Unit | 0 | 0000 | IDR | General | 0 | 11793 | Material | N | N | N | ""
12203 | 820123-0000 | Pemeriksaan Antigen | Antigen Examination | 2023-03-15 20:47:31 | 0 | ea | 59000 | 0000 | IDR | General | 0 | 0 | Material | N | N | N | ""
12202 | 820122-0000 | Pemeriksaan Audiometri | Audiometry Examination | 2023-03-15 20:34:51 | 0 | ea | 115000 | 0000 | IDR | General | 0 | 0 | Material | N | N | N | ""
12193 | 820113-0000 | Pemeriksaan Fisik | Physical examination | 2023-03-15 19:14:34 | 0 | ea | 67000 | 0000 | IDR | General | 0 | 0 | Material | N | N | N | ""
12218 | 820124-0000 | Pemeriksaan Golongan Darah | Blood Type Examination | 2023-03-23 10:09:43 | 0 | ea | 25000 | 0000 | IDR | General | 0 | 0 | Material | N | N | N | ""
12200 | 820120-0000 | Pemeriksaan Gula Darah Puasa | Fasting Blood Sugar Test | 2023-03-15 20:27:52 | 0 | ea | 35000 | 0000 | IDR | General | 0 | 0 | Material | N | N | N | ""
12201 | 820121-0000 | Pemeriksaan HBsAg | HBsAg examination | 2023-03-15 20:29:23 | 0 | ea | 54000 | 0000 | IDR | General | 0 | 0 | Material | N | N | N | ""
12197 | 820117-0000 | Pemeriksaan Hematologi Rutin | Routine Hematology Examination | 2023-03-15 19:20:41 | 0 | ea | 100000 | 0000 | IDR | General | 0 | 0 | Material | N | N | N | ""
12199 | 820119-0000 | Pemeriksaan Kolesterol Total | Total Cholesterol Examination | 2023-03-15 20:26:15 | 0 | ea | 50000 | 0000 | IDR | General | 0 | 0 | Material | N | N | N | ""
12198 | 820118-0000 | Pemeriksaan Urin Lengkap | Complete Urine Examination | 2023-03-15 20:24:48 | 0 | ea | 35000 | 0000 | IDR | General | 0 | 0 | Material | N | N | N | ""
12434 | 820134-0000 | Pemesanan kamar hotel | Hotel room reservations | 2024-08-21 17:31:08 | 0 | Day | 0 | 0000 |  | General | 0 | 0 | Material | N | N | N | ""
11479 | 129373-0000 | Pemindahan AC | AC relocation | 2019-09-02 22:25:31 | 0 | Ls | 750000 | 0000 | IDR | General | 0 | 0 | Material | N | N | N | ""
9866 | 820075-0000 | Penalty Cost | Penalty Cost | 2015-03-25 14:19:03 | 0 | Ls | 0 | 0000 |  | General | 0 | 0 | Material | N | N | N | ""
12466 | 221059-0000 | Penambahan Drat Untuk Angkur | Thread Addition for Anchor | 2024-10-15 16:10:01 | 0 | SS | 21340 | 0000 | IDR | General | 0 | 0 | Material | N | N | N | ""
9313 | 313072-0000 | Penambahan Jaringan Trafo 25 kVA 3 Phase. | Addition of 25 kVA 3 Phase Transformer Network. | 2014-12-03 08:39:18 | 0 | Ls | 112880100 | 0000 | IDR | General | 112880100 | 11683 | Material | N | N | N | ""
9903 | 323121-0000 | Penarikan dan sagging kawat OPGW 70 | OPGW 70 wire drawing and sagging | 2015-06-19 14:36:13 | 0 | Mtr | 9360 | 0000 | IDR | General | 0 | 0 | Material | N | N | N | ""
12627 | 323234-0000 | Penarikan Kabel dan Wiring untuk Line Bay Gardu Induk 150 kV | Cable Pulling and Wiring for 150 kV Main Substation Line Bay | 2025-04-17 17:54:12 | 0 | bay | 35000000 | 0000 | IDR | General | 0 | 0 | Material | N | N | N | ""
9815 | 424090-0000 | Penarikan Kabel drop 2 core | Pulling 2 core drop cable | 2015-02-14 13:03:00 | 0 | Mtr | 0 | 0000 | IDR | General | 0 | 12502 | Material | N | N | N | ""
10285 | 620014-0000 | Pencabutan berkas perkara kepolisian | Withdrawal of police case files | 2016-08-29 16:40:06 | 0 | Ls | 0 | 0000 |  | General | 0 | 0 | Material | N | N | N | ""
12510 | 820137-0000 | Penerbitan Bill of Lading | Issuance of Bill of Lading | 2024-11-29 19:26:35 | 0 | Pcs | 0 | 0000 |  | General | 0 | 0 | Material | N | N | N | ""
12513 | 720075-0000 | Penerbitan Bill Of Landing | Issuance of Bill of Landing | 2024-12-02 10:42:00 | 0 | Pcs | 200000 | 0000 | IDR | General | 0 | 0 | Material | N | N | N | ""
12512 | 720074-0000 | Penerbitan Delivery Order | Delivery Order Issuance | 2024-12-02 10:41:18 | 0 | Pcs | 200000 | 0000 | IDR | General | 0 | 0 | Material | N | N | N | ""
9309 | 413070-0000 | Pengadaan 1 Subduct 28/32 mm pada polongan route Duct | Procurement of 1 Subduct 28/32 mm on the Duct route podan | 2014-06-10 10:20:42 | 0 | Mtr | 7500 | 0000 | IDR | General | 4845 | 11683 | Material | N | N | N | ""
10116 | 413159-0000 | Pengadaan 1 Subduct 40/32 mm pada polongan route Duct | Procurement of 1 Subduct 40/32 mm on the Duct route podan | 2016-01-12 09:02:16 | 0 | Mtr | 0 | 0000 |  | General | 0 | 0 | Material | N | N | N | ""
10117 | 413160-0000 | Pengadaan 1 Subduct 40/33 mm pada polongan route Duct | Procurement of 1 Subduct 40/33 mm on the Duct route podan | 2016-01-12 09:03:59 | 0 | Mtr | 10800 | 0000 | IDR | General | 0 | 0 | Material | N | N | N | ""
10132 | 313219-0000 | Pengadaan 19 inch Wallmount Rack 12U depth 600mm, Acrylic Front Door, Back Metal Door (double door), Incl. 1 Unit Single Fan, 20 Unit Cage Nut, M6 Screw, 1 Unit Vertical Power Distributor Panel 6 outlets, 1 set Dynabolt M10 | Procurement of 19 inch Wallmount Rack 12U depth 600mm, Acrylic Front Door, Back Metal Door (double door), Incl. 1 Unit Single Fan, 20 Units Cage Nut, M6 Screw, 1 Unit Vertical Power Distributor Panel 6 outlets, 1 set Dynabolt M10 | 2016-08-11 09:42:53 | 0 | Pcs | 1938800 | 0000 | IDR | General | 1500000 | 13121 | Material | N | N | N | ""
9509 | 413103-0000 | Pengadaan duct baru dengan pengeboran manual diatas parit, menggunakan pipa diameter dalam 100mm dan ketebalan 5,5mm, 1 jalur | Procurement of new ducts by manual drilling above the trench, using pipes with an inner diameter of 100mm and a thickness of 5.5mm, 1 line | 2016-02-05 15:42:26 | 0 | Mtr | 70000 | 0000 | IDR | General | 70000 | 12210 | Material | N | N | N | ""
9508 | 413102-0000 | Pengadaan duct baru dengan pengeboran mesin (borring) diatas parit, menggunakan pipa diameter dalam 100mm dan ketebalan 5,5mm, 1 jalur | Procurement of new ducts by machine drilling (boring) above the trench, using pipes with an inner diameter of 100mm and a thickness of 5.5mm, 1 line | 2016-02-05 14:10:30 | 0 | Mtr | 0 | 0000 | IDR | General | 0 | 12210 | Material | N | N | N | ""
9341 | 211049-0000 | Pengadaan grounding 1 titik rod pada ODP/kotak pembagi (max 3 ohm) | Procurement of 1 point grounding rod on the ODP/divider box (max 3 ohms) | 2016-02-10 14:56:07 | 0 | Pcs | 718790 | 0000 | IDR | General | 300000 | 11841 | Material | N | N | N | ""
9544 | 313097-0000 | Pengadaan grounding Integrasi | Procurement of Integration grounding | 2016-02-10 14:59:30 | 0 | Pcs | 50000 | 0000 | IDR | General | 150000 | 12148 | Material | N | N | N | ""
9301 | 413068-0000 | Pengadaan HH ukuran diameter dalam (P X L X T = 170x150x165) cor beton 1-2-3 | Procurement of HH inner diameter size (L X W X H = 170x150x165) cast concrete 1-2-3 | 2015-06-16 17:52:23 | 0 | Pcs | 5418819 | 0000 | IDR | General | 0 | 11683 | Material | N | N | N | ""
9303 | 413069-0000 | Pengadaan HH ukuran diameter dalam (P X L X T = 120x130x165) cor beton 1-2-3 | Procurement of HH inner diameter size (L X W X H = 120x130x165) cast concrete 1-2-3 | 2015-06-16 17:54:11 | 0 | Pcs | 700000 | 0000 | IDR | General | 0 | 11683 | Material | N | N | N | ""
10091 | 413156-0000 | Pengadaan Keramik ODC | ODC Ceramic Procurement | 2016-02-10 15:28:32 | 0 | Lks | 0 | 0000 |  | General | 0 | 10 | Material | N | N | N | ""
10288 | 413185-0000 | Pengadaan ODC-C (outdoor) with minimum 12 space for passive spliter, adaptor SC/UPC dan pondasinya kap 96 core termasuk patok pengamanan (5 buah) berikut pelabelan (ODC modifikasi) | Procurement of ODC-C (outdoor) with minimum 12 spaces for passive splitter, SC/UPC adapter and foundation for 96 core cap including safety stakes (5 pieces) and labeling (modified ODC) | 2016-08-30 10:18:13 | 0 | Pcs | 0 | 0000 |  | General | 0 | 0 | Material | N | N | N | ""
10290 | 413186-0000 | Pengadaan OTB termasuk terminasi dan penyambungan kabel optik Single Mode kap 144 core serta Adapter (SC Connector), pigtail dan protection sleeve pada cassette / box | OTB procurement includes termination and connection of 144 core Single Mode optical cables as well as Adapters (SC Connectors), pigtails and protection sleeves on cassettes/boxes. | 2016-08-30 10:21:27 | 0 | Pcs | 0 | 0000 |  | General | 0 | 0 | Material | N | N | N | ""
8677 | 413045-0000 | Pengadaan Temberang Sokong 7m, Kekuatan tarik 140Kg | Procurement of 7m support beams, tensile strength 140 kg | 2013-10-04 16:20:56 | 0 | Set | 0 | 0000 | IDR | General | 0 | 11132 | Material | N | N | N | ""
10135 | 313222-0000 | Pengadaan Vertical Power Distribution Panel 12 Outlets | Procurement of Vertical Power Distribution Panel 12 Outlets | 2016-02-02 11:04:44 | 0 | Pcs | 0 | 0000 |  | General | 0 | 13883 | Material | N | N | N | ""
12790 | 129485-0000 | Pengambilan Sampel Beton - Core Drill | Concrete Sampling - Core Drill | 2025-11-24 10:55:36 | 0 | Ttk | 0 | 0000 |  | General | 0 | 0 | Material | N | N | N | ""
12404 | 129461-0000 | Pengambilan Undisturbed Sample Tanah | Undisturbed Soil Sample Collection | 2024-07-10 13:16:24 | 0 | Ml | 2000000 | 0000 | IDR | General | 0 | 0 | Material | N | N | N | ""
11496 | 129385-0000 | Pengecatan Dinding | Wall Painting | 2019-09-05 09:30:42 | 0 | M2 | 10000 | 0000 | IDR | General | 0 | 0 | Material | N | N | N | ""
10223 | 424152-0000 | Pengecoran galian berbatu | Casting of rock excavations | 2016-06-30 11:50:21 | 0 | Mtr | 0 | 0000 |  | General | 0 | 0 | Material | N | N | N | ""
9825 | 129122-0000 | Pengecoran pondasi tiang telepon | Telephone pole foundation casting | 2015-02-25 00:55:13 | 0 | Pcs | 500000 | 0000 | IDR | General | 40000 | 12638 | Material | N | N | N | ""
8227 | 111016-IMPL | Pengencer Cat/ Terpentin | Paint Thinner/ Turpentine | 2013-07-19 11:25:22 | 0 | Ltr | 71000 | IMPL | IDR | IMPALA | 0 | 9982 | Material | N | N | N | ""
10292 | 424157-0000 | Pengetesan FO Eksisting | Existing FO Testing | 2016-08-30 10:30:14 | 0 | Pcs | 63750 | 0000 | IDR | General | 0 | 0 | Material | N | N | N | ""
12471 | 720071-0000 | Penggunaan 1 Unit Container 20 Dry Container | Use of 1 Unit Container 20 Dry Containers | 2024-10-17 22:36:40 | 0 | Pcs | 3300000 | 0000 | IDR | General | 0 | 0 | Material | N | N | N | ""
12606 | 720097-0000 | Penggunaan 1 Unit Container 40 Dry Container | Use of 1 Unit Container 40 Dry Containers | 2025-02-28 07:34:13 | 0 | Pcs | 6600000 | 0000 | IDR | General | 0 | 0 | Material | N | N | N | ""
12607 | 720098-0000 | Penggunaan 1 Unit Container 40 Ft Dry Container | Use of 1 Unit of 40 Ft Dry Container | 2025-02-28 07:38:43 | 0 | Pcs | 0 | 0000 |  | General | 0 | 0 | Material | N | N | N | ""
12614 | 720102-0000 | Penggunaan 1 Unit Container 40 High Cube (HC) Container | Use of 1 Unit of 40 High Cube (HC) Container | 2025-03-11 17:11:00 | 0 | Pcs | 5200000 | 0000 | IDR | General | 0 | 0 | Material | N | N | N | ""
8495 | 820016-0000 | Pengiriman Dokumen | Document delivery | 2013-09-24 14:07:35 | 0 | Ls | 131100 | 0000 | IDR | General | 0 | 11319 | Material | N | N | N | ""
9193 | 720012-0000 | Pengiriman Material | Material Delivery | 2014-04-24 09:42:27 | 0 | Ls | 3500 | 0000 | IDR | General | 78125 | 11313 | Material | N | N | N | ""
12526 | 720086-0000 | Pengiriman Material Dari Bekasi ke Tanjung Priuk (Container 20ft -Stuffing Dalam) Cap 25 Ton | Material Delivery From Bekasi to Tanjung Priuk (20ft Container - Stuffing Inside) Cap 25 Tons | 2024-12-02 12:25:23 | 0 | Rit | 1500000 | 0000 | IDR | General | 0 | 0 | Material | N | N | N | ""
12622 | 720106-0000 | Pengiriman Material Dari Bogor ke Tanjung Priuk (Container 20ft -Stuffing Dalam) Cap 25 Ton | Material Delivery From Bogor to Tanjung Priuk (20ft Container - Stuffing Inside) Cap 25 Tons | 2025-04-10 07:01:12 | 0 | Rit | 1350000 | 0000 | IDR | General | 0 | 0 | Material | N | N | N | ""
12516 | 720077-0000 | Pengiriman Material Dari Bogor ke Tanjung Priuk (Container 20ft -Stuffing Luar) Cap 25 Ton | Material Delivery From Bogor to Tanjung Priuk (20ft Container - Outer Stuffing) Cap 25 Tons | 2024-12-02 11:59:52 | 0 | Rit | 720000 | 0000 | IDR | General | 0 | 0 | Material | N | N | N | ""
12621 | 720105-0000 | Pengiriman Material Dari Bogor ke Tanjung Priuk (Container 40ft -Stuffing Dalam) Cap 30 Ton | Material Delivery From Bogor to Tanjung Priuk (40ft Container - Stuffing Inside) Cap 30 Tons | 2025-04-10 06:59:52 | 0 | Rit | 1000000 | 0000 | IDR | General | 0 | 0 | Material | N | N | N | ""
12628 | 720110-0000 | Pengiriman Material Dari Bogor ke Tanjung Priuk (Container 40ft -Stuffing Dalam) Cap 30 Ton | Material Delivery From Bogor to Tanjung Priuk (40ft Container - Stuffing Inside) Cap 30 Tons | 2025-04-21 12:51:13 | 0 | Rit | 2500000 | 0000 | IDR | General | 0 | 0 | Material | N | N | N | ""
12620 | 720104-0000 | Pengiriman Material Dari Bogor ke Tanjung Priuk (Container 40ft -Stuffing Luar) Cap 30 Ton | Material Delivery From Bogor to Tanjung Priuk (40ft Container - Outer Stuffing) Cap 30 Tons | 2025-04-10 06:59:20 | 0 | Rit | 2000000 | 0000 | IDR | General | 0 | 0 | Material | N | N | N | ""
12524 | 720084-0000 | Pengiriman Material Dari Cikarang ke Tanjung Priuk (Container 20ft -Stuffing Dalam) Cap 25 Ton | Material Delivery From Cikarang to Tanjung Priuk (20ft Container - Stuffing Inside) Cap 25 Tons | 2024-12-02 12:23:27 | 0 | Rit | 2350000 | 0000 | IDR | General | 0 | 0 | Material | N | N | N | ""
12519 | 720001-ABB0 | Pengiriman Material Dari Cikarang ke Tanjung Priuk (Container 20ft -Stuffing Luar) Cap 25 Ton | Material Delivery From Cikarang to Tanjung Priuk (20ft Container - Outer Stuffing) Cap 25 Tons | 2024-12-02 12:07:46 | 0 | Rit | 0 | ABB0 |  | ABB | 0 | 0 | Material | N | N | N | ""
12366 | 720058-0000 | Pengiriman Material Dari Jabodetabek ke Pangkalan Bun (Container 20ft) | Material Delivery From Jabodetabek to Pangkalan Bun (20ft Container) | 2024-05-18 19:52:23 | 0 | Rit | 20000000 | 0000 | IDR | General | 0 | 0 | Material | N | N | N | ""
12367 | 720059-0000 | Pengiriman Material Dari Jabodetabek ke Pangkalan Bun (Container 40ft) | Material Delivery From Jabodetabek to Pangkalan Bun (40ft Container) | 2024-05-18 19:57:13 | 0 | Rit | 0 | 0000 |  | General | 0 | 0 | Material | N | N | N | ""
12525 | 720085-0000 | Pengiriman Material Dari Jakarta Barat ke Tanjung Priuk (Container 20ft - Stuffing Dalam) Cap 25 Ton | Material Delivery From West Jakarta to Tanjung Priuk (20ft Container - Stuffing Inside) Cap 25 Tons | 2024-12-02 12:24:43 | 0 | Rit | 1500000 | 0000 | IDR | General | 0 | 0 | Material | N | N | N | ""
12520 | 720080-0000 | Pengiriman Material Dari Jakarta Barat ke Tanjung Priuk (Container 20ft -Stuffing Luar) Cap 25 Ton | Material Delivery From West Jakarta to Tanjung Priuk (20ft Container - Outer Stuffing) Cap 25 Tons | 2024-12-02 12:08:25 | 0 | Rit | 0 | 0000 |  | General | 0 | 0 | Material | N | N | N | ""
12522 | 720082-0000 | Pengiriman Material Dari Jakarta Timur ke Tanjung Priuk (Container 20ft -Stuffing Luar) Cap 25 Ton | Material Delivery From East Jakarta to Tanjung Priuk (20ft Container - Outer Stuffing) Cap 25 Tons | 2024-12-02 12:09:40 | 0 | Rit | 1500000 | 0000 | IDR | General | 0 | 0 | Material | N | N | N | ""
12521 | 720081-0000 | Pengiriman Material Dari Jakarta Utara ke Tanjung Priuk (Container 20ft -Stuffing Luar) Cap 25 Ton | Material Delivery From North Jakarta to Tanjung Priuk (20ft Container - Outer Stuffing) Cap 25 Tons | 2024-12-02 12:08:58 | 0 | Rit | 0 | 0000 |  | General | 0 | 0 | Material | N | N | N | ""
12517 | 720078-0000 | Pengiriman Material Dari Karawang ke Tanjung Priuk (Container 20ft -Stuffing Luar) Cap 25 Ton | Material Delivery From Karawang to Tanjung Priuk (20ft Container - Outer Stuffing) Cap 25 Tons | 2024-12-02 12:05:33 | 0 | Rit | 0 | 0000 |  | General | 0 | 0 | Material | N | N | N | ""
12624 | 720108-0000 | Pengiriman Material dari Karawang ke Tanjung Priuk (Container 40ft - Stuffing Dalam) Cap 30 Ton | Material Delivery from Karawang to Tanjung Priuk (40ft Container - Stuffing Inside) Cap 30 Tons | 2025-04-10 07:02:57 | 0 | Rit | 0 | 0000 |  | General | 0 | 0 | Material | N | N | N | ""
12623 | 720107-0000 | Pengiriman Material dari Karawang ke Tanjung Priuk (Container 40ft - Stuffing Luar) Cap 30 Ton | Material Delivery from Karawang to Tanjung Priuk (40ft Container - Outer Stuffing) Cap 30 Tons | 2025-04-10 07:02:02 | 0 | Rit | 0 | 0000 |  | General | 0 | 0 | Material | N | N | N | ""
12629 | 720111-0000 | Pengiriman Material Dari Pelabuhan Kumai ke Pangkalan Bun (Container 20ft) Cap 25 Ton incl THC dan Pengurusan Dok (All in) | Material Delivery from Kumai Port to Pangkalan Bun (20ft Container) Cap 25 Tons including THC and Dock Management (All in) | 2025-04-21 12:54:24 | 0 | Rit | 2908163.5 | 0000 | IDR | General | 0 | 0 | Material | N | N | N | ""
12527 | 720087-0000 | Pengiriman Material Dari Pelabuhan Kumai ke Pangkalan Bun (Container 20ft) Cap 25 Ton incl THC dan Pengurusan Dok (All in) | Material Delivery from Kumai Port to Pangkalan Bun (20ft Container) Cap 25 Tons including THC and Dock Management (All in) | 2024-12-02 12:26:54 | 0 | Rit | 2908163.25 | 0000 | IDR | General | 0 | 0 | Material | N | N | N | ""
12608 | 720099-0000 | Pengiriman Material Dari Pelabuhan Kumai ke Pangkalan Bun (Container 40 ft) incl THC dan Pengurusan Dok (All in) | Material Delivery From Kumai Port to Pangkalan Bun (40 ft Container) including THC and Dock Management (All in) | 2025-02-28 07:41:11 | 0 | Rit | 5612245 | 0000 | IDR | General | 0 | 0 | Material | N | N | N | ""
12630 | 720112-0000 | Pengiriman Material Dari Pelabuhan Perawang ke Siak Sri Indrapura (Container 20ft) Cap 25 Ton incl THC dan Pengurusan Dok (All in) | Material Delivery from Perawang Port to Siak Sri Indrapura (20ft Container) Cap 25 Tons including THC and Dock Management (All in) | 2025-04-21 12:55:51 | 0 | Rit | 4500000 | 0000 | IDR | General | 0 | 0 | Material | N | N | N | ""
12631 | 720113-0000 | Pengiriman Material Dari Pelabuhan Perawang ke Siak Sri Indrapura (Container 40 ft) incl THC dan Pengurusan Dok (All in) | Material Delivery From Perawang Port to Siak Sri Indrapura (40 ft Container) including THC and Dock Management (All in) | 2025-04-21 12:57:53 | 0 | Rit | 7900000 | 0000 | IDR | General | 0 | 0 | Material | N | N | N | ""
12523 | 720083-0000 | Pengiriman Material Dari Tanggerang ke Tanjung Priuk (Container 20ft -Stuffing Dalam) Cap 25 Ton | Material Delivery From Tangerang to Tanjung Priuk (20ft Container - Stuffing Inside) Cap 25 Tons | 2024-12-02 12:10:34 | 0 | Rit | 2240420 | 0000 | IDR | General | 0 | 0 | Material | N | N | N | ""
12518 | 720079-0000 | Pengiriman Material Dari Tanggerang ke Tanjung Priuk (Container 20ft -Stuffing Luar) Cap 25 Ton | Material Delivery From Tangerang to Tanjung Priuk (20ft Container - Outer Stuffing) Cap 25 Tons | 2024-12-02 12:06:43 | 0 | Rit | 0 | 0000 |  | General | 0 | 0 | Material | N | N | N | ""
12625 | 720109-0000 | Pengiriman Material Dari Tanggerang ke Tanjung Priuk (Container 40ft -Stuffing Luar) Cap 25 Ton | Material Delivery From Tangerang to Tanjung Priuk (40ft Container - Outer Stuffing) Cap 25 Tons | 2025-04-17 14:33:45 | 0 | Rit | 0 | 0000 |  | General | 0 | 0 | Material | N | N | N | ""
12597 | 720091-0000 | Pengiriman Material Menggunakan Fuso Jabodetabek ke Siak Sri Indrapura | Material Delivery Using Fuso Jabodetabek to Siak Sri Indrapura | 2025-02-20 18:26:42 | 0 | Rit | 0 | 0000 |  | General | 0 | 0 | Material | N | N | N | ""
12757 | 720119-0000 | Pengiriman Material Menggunakan Kargo Pesawat dari Jabodetabek ke Pekanbaru | Material Delivery Using Air Cargo from Jabodetabek to Pekanbaru | 2025-10-27 18:43:37 | 0 | Kg | 49200 | 0000 | IDR | General | 0 | 0 | Material | N | N | N | ""
12596 | 720090-0000 | Pengiriman Material Menggunakan Tronton Jabodetabek ke Siak Sri Indrapura | Material Delivery Using a Jabodetabek Truck to Siak Sri Indrapura | 2025-02-20 17:53:07 | 0 | Rit | 0 | 0000 |  | General | 0 | 0 | Material | N | N | N | ""
10666 | 720040-0000 | Pengiriman material satuan Kg | Delivery of materials per kg | 2017-07-18 12:09:16 | 0 | Kg | 6301 | 0000 | IDR | General | 0 | 0 | Material | N | N | N | ""
9114 | 129086-0000 | Pengujian Laboratorium untuk material | Laboratory Testing for materials | 2014-03-14 16:31:49 | 0 | Ls | 2500000 | 0000 | IDR | General | 800000 | 11633 | Material | N | N | N | ""
11560 | 810099-0000 | peniti | pin | 2019-11-26 15:12:37 | 0 | Bks | 2000 | 0000 | IDR | General | 0 | 0 | Material | N | N | N | ""
9102 | 111279-0000 | Penstock Mechanical works | Penstock Mechanical works | 2014-03-14 16:24:24 | 0 | Ls | 0 | 0000 | IDR | General | 0 | 11633 | Material | N | N | N | ""
8268 | 424032-0000 | Penyambungan dan Terminasi Core optik di ODC sistem fusion, termasuk pigtail (SC/UPC) | Optical Core Splicing and Termination in ODC fusion systems, including pigtails (SC/UPC) | 2013-07-28 10:53:18 | 0 | Core | 43650 | 0000 | IDR | General | 0 | 9991 | Material | N | N | N | ""
10096 | 424133-0000 | Penyambungan dan Terminasi Core Optik di ODC sistem fusion, termasuk pigtail (SC/UPC) 144 core | Optical Core Splicing and Termination in ODC fusion system, including 144 core pigtail (SC/UPC) | 2015-12-02 14:51:07 | 0 | Pcs | 7333200 | 0000 | IDR | General | 0 | 0 | Material | N | N | N | ""
10097 | 424134-0000 | Penyambungan dan Terminasi Core Optik di ODC sistem fusion, termasuk pigtail (SC/UPC) 288 core | Optical Core Splicing and Termination in ODC fusion systems, including 288 core pigtails (SC/UPC) | 2015-12-02 14:52:01 | 0 | Pcs | 12833100 | 0000 | IDR | General | 0 | 0 | Material | N | N | N | ""
10095 | 424132-0000 | Penyambungan dan Terminasi Core Optik di ODC sistem fusion, termasuk pigtail (SC/UPC) 48 core | Optical Core Splicing and Termination in ODC fusion system, including 48 core pigtail (SC/UPC) | 2015-12-02 14:49:12 | 0 | Pcs | 2095200 | 0000 | IDR | General | 0 | 0 | Material | N | N | N | ""
8269 | 424033-0000 | Penyambungan dan Terminasi Core optik di ODP sistem fusion termasuk pigtail | Splicing and Termination of optical cores in ODP fusion systems including pigtails | 2013-07-28 10:55:19 | 0 | Core | 34474.5 | 0000 | IDR | General | 0 | 9991 | Material | N | N | N | ""
9907 | 323125-0000 | Penyambungan joint box | Joint box connection | 2015-06-19 14:44:32 | 0 | Pcs | 0 | 0000 |  | General | 0 | 0 | Material | N | N | N | ""
8336 | 423020-0000 | Penyambungan/ Pemasangan Fixed Line Telepon (6 Line) | Connection/Installation of Fixed Line Telephone (6 Lines) | 2013-08-02 11:45:00 | 0 | Ls | 0 | 0000 | IDR | General | 0 | 10101 | Material | N | N | N | ""
9066 | 111273-0000 | Penyediaan Bantuan Bedeng untuk Pekerja | Provision of Shelter Assistance for Workers | 2014-03-07 09:56:38 | 0 | Ls | 0 | 0000 | IDR | General | 0 | 11793 | Material | N | N | N | ""
9067 | 111274-0000 | Penyediaan Bedeng Fabrikasi Besi Beton | Provision of Fabricated Reinforced Concrete Beds | 2014-03-07 09:57:23 | 0 | Ls | 0 | 0000 | IDR | General | 0 | 11793 | Material | N | N | N | ""
9058 | 129077-0000 | Penyediaan Kantin Sementara | Provision of Temporary Canteen | 2014-03-06 15:27:31 | 0 | Ls | 0 | 0000 | IDR | General | 0 | 11793 | Material | N | N | N | ""
12433 | 820133-0000 | Penyewaan Ruang Rapat | Meeting Room Rental | 2024-08-21 17:23:21 | 0 | Set | 3325000 | 0000 | IDR | General | 0 | 0 | Material | N | N | N | ""
10520 | 211122-0000 | Peralatan Erection | Erection Equipment | 2017-02-23 16:52:30 | 0 | Set | 4000000 | 0000 | IDR | General | 0 | 0 | Material | N | N | N | ""
10712 | 611109-0000 | Peralatan K-3 | K-3 Equipment | 2017-08-03 18:20:52 | 0 | Ls | 0 | 0000 |  | General | 0 | 0 | Material | N | N | N | ""
12313 | 610001-ANRI | Peralatan testing radio All Band | All Band radio testing equipment | 2024-02-07 10:03:10 | 0 | Pcs | 0 | ANRI |  | ANRITSU | 0 | 0 | Material | N | N | N | ""
11127 | 111489-0000 | Perangkat CME Outdoor Spec Telkomsel | Telkomsel Outdoor CME Device Spec | 2018-05-30 16:26:05 | 0 | Set | 90000000 | 0000 | IDR | General | 0 | 0 | Material | N | N | N | ""
11035 | 810047-0000 | Perawatan Kendaraan | Vehicle Maintenance | 2017-12-19 14:40:53 | 0 | Set | 4338695 | 0000 | IDR | General | 0 | 0 | Material | N | N | N | ""
11459 | 221050-0000 | Perbaikan fire stop | Fire stop repair | 2019-08-19 11:24:45 | 0 | Pcs | 50000 | 0000 | IDR | General | 0 | 0 | Material | N | N | N | ""
12452 | 521016-0000 | Perbaikan dan service alat electrical bor, barcutter, barbending, gerinda, genset dll | Repair and service of electrical tools such as drills, bar cutters, bar benders, grinders, generators, etc. | 2024-09-10 14:01:17 | 0 | Pcs | 1700000 | 0000 | IDR | General | 0 | 0 | Material | N | N | N | ""
9529 | 424083-0000 | Perbaikan Duct PVC/HDPE | PVC/HDPE Duct Repair | 2016-02-05 10:22:14 | 0 | btg | 0 | 0000 | IDR | General | 0 | 12168 | Material | N | N | N | ""
9958 | 820078-0000 | Perbaikan gedung - toilet | Building repairs - toilets | 2015-08-07 16:03:06 | 0 | Ls | 880000 | 0000 | IDR | General | 0 | 0 | Material | N | N | N | ""
9988 | 521013-0000 | Perbaikan Gudang | Warehouse Repair | 2015-09-10 10:16:05 | 0 | Ls | 1118000 | 0000 | IDR | General | 0 | 0 | Material | N | N | N | ""
9896 | 810007-0000 | Perbaikan instalasi air, listrik & penerangan gedung | Repair of water, electricity & building lighting installations | 2016-01-25 16:38:08 | 0 | Ls | 0 | 0000 |  | General | 0 | 13899 | Material | N | Y | N | ""
9062 | 129081-0000 | Perbaikan Jembatan di dalam area site | Bridge repairs within the site area | 2014-03-07 09:52:20 | 0 | Ls | 0 | 0000 | IDR | General | 0 | 11793 | Material | N | N | N | ""
12414 | 820132-0000 | Perbaikan Kabel Receiver Pada Total Station | Repairing Receiver Cables on Total Stations | 2024-07-12 19:55:18 | 0 | Ls | 6300000 | 0000 | IDR | General | 0 | 0 | Material | N | N | N | ""
12413 | 820131-0000 | Perbaikan Kabel Reciver Pada Total Station | Receiver Cable Repair on Total Station | 2024-07-12 19:54:09 | 0 | Ls | 0 | 0000 |  | General | 0 | 0 | Material | N | N | N | ""
9826 | 424095-0000 | Perbaikan Kabel silang PLN | PLN Cross Cable Repair | 2015-02-25 00:58:21 | 0 | Mtr | 1125 | 0000 | IDR | General | 1125 | 12638 | Material | N | N | N | ""
9922 | 129132-0000 | Perbaikan Kerusakan Akibat Pekerjaan | Repair of Work Damage | 2015-06-19 15:12:38 | 0 | Ls | 50000 | 0000 | IDR | General | 0 | 0 | Material | N | N | N | ""
10282 | 620013-0000 | Perbaikan Laptop / Desktop / Networking | Laptop / Desktop / Networking Repair | 2016-08-11 15:41:55 | 0 | Unit | 595000 | 0000 | IDR | General | 0 | 0 | Material | N | N | N | ""
11554 | 810094-0000 | perban 10cm | 10cm bandage | 2019-11-26 15:05:39 | 0 | Rol | 5000 | 0000 | IDR | General | 0 | 0 | Material | N | N | N | ""
11553 | 810093-0000 | perban 5cm | 5cm bandage | 2019-11-26 15:03:55 | 0 | Rol | 5000 | 0000 | IDR | General | 0 | 0 | Material | N | N | N | ""
12349 | 820129-0000 | Performance Test | Performance Test | 2024-05-16 15:18:11 | 0 | Ls | 0 | 0000 |  | General | 0 | 0 | Material | N | N | N | ""
12304 | 110014-PERI | Peri - Base Plate for RSS | Peri - Base Plate for RSS | 2023-09-22 09:30:33 | 0 | Pcs | 16150 | PERI | IDR | PERI | 0 | 0 | Material | N | N | N | ""
12291 | 110001-PERI | Peri - Brace Connector HSRA | Peri - Brace Connector HSRA | 2023-09-21 21:40:04 | 0 | Pcs | 18700 | PERI | IDR | PERI | 0 | 0 | Material | N | N | N | ""
12292 | 110002-PERI | PERI - CLIP HSC, GALV | PERI - CLIP HSC, GALV | 2023-09-21 21:43:55 | 0 | Pcs | 6800 | PERI | IDR | PERI | 0 | 0 | Material | N | N | N | ""
12293 | 110003-PERI | PERI - COMPENSATION WALER HSR 59 | PERI - COMPENSATION WALER HSR 59 | 2023-09-21 21:45:57 | 0 | Pcs | 22100 | PERI | IDR | PERI | 0 | 0 | Material | N | N | N | ""
12303 | 110013-PERI | PERI - COUNTER PLATE DW 15 , GALV | PERI - COUNTER PLATE DW 15 , GALV | 2023-09-21 22:03:47 | 0 | Pcs | 4250 | PERI | IDR | PERI | 0 | 0 | Material | N | N | N | ""
12306 | 110016-PERI | PERI - HANDRAIL POST HSGP-2 | PERI - HANDRAIL POST HSGP-2 | 2023-09-22 09:34:33 | 0 | Pcs | 15300 | PERI | IDR | PERI | 0 | 0 | Material | N | N | N | ""
12294 | 110004-PERI | PERI - INSIDE CORNER 150 | PERI - INSIDE CORNER 150 | 2023-09-21 21:47:32 | 0 | Pcs | 107100 | PERI | IDR | PERI | 0 | 0 | Material | N | N | N | ""
12295 | 110005-PERI | PERI - KICKER AV1 | PERI - KICKER AV1 | 2023-09-21 21:49:19 | 0 | Pcs | 29750 | PERI | IDR | PERI | 0 | 0 | Material | N | N | N | ""
12296 | 110006-PERI | PERI - OUTSIDE CORNER ANGLE HSW 150 | PERI - OUTSIDE CORNER ANGLE HSW 150 | 2023-09-21 21:51:20 | 0 | Pcs | 43350 | PERI | IDR | PERI | 0 | 0 | Material | N | N | N | ""
12298 | 110008-PERI | PERI - PANEL 150 X 90 | PERI - PANEL 150 X 90 | 2023-09-21 21:54:05 | 0 | Pcs | 354450 | PERI | IDR | PERI | 0 | 0 | Material | N | N | N | ""
12297 | 110007-PERI | PERI - PANEL HS 150 X 30 | PERI - PANEL HS 150 X 30 | 2023-09-21 21:52:42 | 0 | Pcs | 195500 | PERI | IDR | PERI | 0 | 0 | Material | N | N | N | ""
12299 | 110009-PERI | PERI - PUSH PULL PROP RSS 1 | PERI - PUSH PULL PROP RSS 1 | 2023-09-21 21:56:39 | 0 | Pcs | 61200 | PERI | IDR | PERI | 0 | 0 | Material | N | N | N | ""
12305 | 110015-PERI | Peri - SCAFFOLD bracket MPK 80 | Peri - SCAFFOLD bracket MPK 80 | 2023-09-22 09:33:03 | 0 | Pcs | 17000 | PERI | IDR | PERI | 0 | 0 | Material | N | N | N | ""
12310 | 110020-PERI | PERI - SCAFFOLD TUBE d 48.3 X 3.2 L 2.0 M | PERI - SCAFFOLD TUBE d 48.3 X 3.2 L 2.0 M | 2023-09-22 09:40:56 | 0 | Pcs | 9350 | PERI | IDR | PERI | 0 | 0 | Material | N | N | N | ""
12309 | 110019-PERI | PERI - SCAFFOLD TUBE d 48.3 X 3.2 L 5.0 M | PERI - SCAFFOLD TUBE d 48.3 X 3.2 L 5.0 M | 2023-09-22 09:39:08 | 0 | Pcs | 22100 | PERI | IDR | PERI | 0 | 0 | Material | N | N | N | ""
12308 | 110018-PERI | PERI - SCAFFOLD TUBE d 48.3 X 3.2 L 6.0 M | PERI - SCAFFOLD TUBE d 48.3 X 3.2 L 6.0 M | 2023-09-22 09:37:57 | 0 | Pcs | 27200 | PERI | IDR | PERI | 0 | 0 | Material | N | N | N | ""
12301 | 110011-PERI | PERI - SCAFFOLD TUBE d48.3 X 3.2 L 4.0 M | PERI - SCAFFOLD TUBE d48.3 X 3.2 L 4.0 M | 2023-09-21 22:00:40 | 0 | Pcs | 17850 | PERI | IDR | PERI | 0 | 0 | Material | N | N | N | ""
12300 | 110010-PERI | PERI - SCAFFOLD TUBE HOLDER HSGH B | PERI - SCAFFOLD TUBE HOLDER HSGH B | 2023-09-21 21:58:15 | 0 | Pcs | 10200 | PERI | IDR | PERI | 0 | 0 | Material | N | N | N | ""
12307 | 110017-PERI | PERI - TIE ROD DW 156 L 100 CM | PERI - TIE ROD DW 156 L 100 CM | 2023-09-22 09:36:12 | 0 | Pcs | 0 | PERI |  | PERI | 0 | 0 | Material | N | N | N | ""
12302 | 110012-PERI | PERI - WINGNUT DW 15, GALV | PERI - WINGNUT DW 15, GALV | 2023-09-21 22:02:08 | 0 | Pcs | 0 | PERI |  | PERI | 0 | 0 | Material | N | N | N | ""
9926 | 521011-0000 | perijinan dan koordinasi | licensing and coordination | 2015-06-19 15:34:36 | 0 | Ls | 20408163.27 | 0000 | IDR | General | 0 | 0 | Material | N | N | N | ""
8078 | 521001-0000 | Perijinan Galian Tanah pada Daerah Milik Jalan | Soil Excavation Permits in Road-Owned Areas |  | 0 | Mtr | 30000 | 0000 | IDR |  | 0 | 0 |  | N | N | N
8079 | 521002-0000 | Perijinan Pemakaian Duct Existing (Vacant Duct) | Permit for Use of Existing Duct (Vacant Duct) |  | 0 | Mtr | 0 | 0000 |  |  | 0 | 0 |  | N | N | N
8283 | 121170-0000 | Perijinan Pengeboran Tanah Crossing Rell Kereta, pada Daerah Milik PJKA | Drilling Permit for Railway Crossing Land, in Areas Owned by PJKA | 2013-08-01 09:48:47 | 0 | Mtr | 0 | 0000 | IDR | General | 0 | 10101 | Material | N | N | N | ""
9478 | 521008-0000 | Perijinan Tanam Tiang | Pole Planting Permit | 2014-09-24 16:46:03 | 0 | btg | 15625 | 0000 | IDR | General | 0 | 11824 | Material | N | N | N | ""
9485 | 820062-0000 | Periodic Maintenance Elevator/ Perawatan Berkala Elevator | Periodic Elevator Maintenance | 2014-10-07 15:10:38 | 0 | Ls | 627273 | 0000 | IDR | General | 550000 | 12020 | Material | N | N | N | ""
9820 | 521010-0000 | Perizinan penempatan ODC | ODC placement permit | 2015-02-14 13:09:30 | 0 | Site | 5000000 | 0000 | IDR | General | 0 | 12502 | Material | N | N | N | ""
10377 | 820093-0000 | Perpanjang STNK Mobil | Extend Car Registration Certificate | 2016-09-27 16:40:42 | 0 | Ls | 0 | 0000 |  | General | 0 | 0 | Material | N | N | N | ""
9862 | 820071-0000 | Personal Income Tax | Personal Income Tax | 2015-03-25 14:14:07 | 0 | Ls | 0 | 0000 |  | General | 0 | 0 | Material | N | N | N | ""
10494 | 610018-DNFG | Personal safety Grounding Wire | Personal safety Grounding Wire | 2016-12-21 21:59:45 | 0 | Pcs | 830000 | DNFG | IDR | Dong Fang | 0 | 0 | Material | N | N | N | ""
12467 | 313668-0000 | Perubahan Spesifikasi Material | Changes to Material Specifications | 2024-10-17 15:14:01 | 0 | Set | 5000000 | 0000 | IDR | General | 0 | 0 | Material | N | N | N | ""
10118 | 820090-0000 | Pest control, fumigasi, pemberantasan hama | Pest control, fumigation, pest eradication | 2016-01-12 16:12:43 | 0 | Ls | 800000 | 0000 | IDR | General | 0 | 1215000 | Material | N | N | N | ""
12024 | 611283-0000 | Peti Peralatan | Tool Chest | 2022-01-09 12:28:19 | 0 | Unit | 0 | 0000 |  | General | 0 | 0 | Material | N | N | N | ""
8504 | 820017-0000 | Petty Cash | Petty Cash | 2013-09-25 15:56:30 | 0 | Ls | 100000 | 0000 | IDR | General | 0 | 11319 | Material | N | N | N | ""
11089 | 313415-0000 | Phase Plate with fixing facilities | Phase Plate with fixing facilities | 2018-04-05 17:51:15 | 0 | Pcs | 300000 | 0000 | IDR | General | 0 | 0 | Material | N | N | N | ""
12073 | 313568-0000 | Photocell | Photocell | 2022-01-27 16:33:10 | 0 | Pcs | 0 | 0000 |  | General | 0 | 0 | Material | N | N | N | ""
9864 | 820073-0000 | Piece Meal | Piece Meal | 2015-03-25 14:16:51 | 0 | Ls | 0 | 0000 |  | General | 0 | 0 | Material | N | N | N | ""
9054 | 424047-0000 | Piece Meal Pekerjaan BC-TR-5 | BC-TR-5 Work Piece Meal | 2014-06-20 11:01:04 | 750 | Mtr | 0 | 0000 | IDR | General | 0 | 11793 | Material | Y | N | N | ""
9348 | 424067-0000 | Piece Meal Pekerjaan BC-TR-Rock | BC-TR-Rock Work Piece Meal | 2014-06-20 11:01:18 | 1250 | Mtr | 0 | 0000 | IDR | General | 0 | 11841 | Material | Y | N | N | ""
9974 | 424115-0000 | Piecemeal Pemasangan/ Penarikan Kabel Serat Optik (FO) 96 Core | Piecemeal Installation/Pulling of 96 Core Fiber Optic Cable (FO) | 2015-08-11 17:07:38 | 3700 | Mtr | 0 | 0000 |  | General | 0 | 0 | Material | Y | N | N | ""
9971 | 424112-0000 | Piecemeal Install OTB 12 core include pigtail | Piecemeal Install OTB 12 core including pigtail | 2015-08-11 17:02:41 | 60000 | Pcs | 0 | 0000 |  | General | 0 | 0 | Material | Y | N | N | ""
9966 | 424107-0000 | Piecemeal Install Steel Poles 7 m For Aerial Cable & Include Accessories. | Piecemeal Install Polished Steel 7 m For Aerial Cable & Include Accessories. | 2015-08-11 16:53:48 | 130 | btg | 0 | 0000 |  | General | 0 | 0 | Material | Y | N | N | ""
9967 | 424108-0000 | Piecemeal Install Steel Poles 9 m For Aerial Cable & Include Accessories. | Piecemeal Install Polished Steel 9 m For Aerial Cable & Include Accessories. | 2015-08-11 16:54:55 | 150 | btg | 0 | 0000 |  | General | 0 | 0 | Material | Y | N | N | ""
9980 | 424120-0000 | piecemeal pasang accesories tiang | piecemeal install pole accessories | 2015-08-12 08:40:49 | 7000 | Set | 0 | 0000 |  | General | 0 | 0 | Material | Y | N | N | ""
9981 | 424121-0000 | piecemeal pasang pondasi ODC | piecemeal installs ODC foundation | 2015-08-12 08:41:56 | 5000000 | Unit | 0 | 0000 |  | General | 0 | 0 | Material | Y | N | N | ""
9970 | 424111-0000 | Piecemeal Pekerjaan Pemasangan Passive Spliter | Piecemeal Passive Spliter Installation Work | 2015-08-11 17:00:28 | 15000 | Pcs | 0 | 0000 |  | General | 0 | 0 | Material | Y | N | N | ""
9978 | 424119-0000 | Piecemeal Pemasangan installasi listrik PLN KWH Interconnection 20A | Piecemeal Installation of PLN KWH Interconnection 20A electrical installation | 2015-08-11 17:13:34 | 8000000 | Ls | 0 | 0000 |  | General | 0 | 0 | Material | Y | N | N | ""
9977 | 424118-0000 | Piecemeal Pemasangan Kerangkeng ODC | ODC Cage Installation Piecemeal | 2015-08-11 17:12:19 | 1000000 | Ls | 0 | 0000 |  | General | 0 | 0 | Material | Y | N | N | ""
9972 | 424113-0000 | Piecemeal Pemasangan Optical Distribution pole ( ODP ) kapasitas | Piecemeal Installation of Optical Distribution Pole (ODP) capacity | 2015-08-11 17:04:20 | 60000 | Pcs | 0 | 0000 |  | General | 0 | 0 | Material | Y | N | N | ""
9969 | 424110-0000 | Piecemeal Pemasangan Riser Pipe 2 inch | Piecemeal 2 inch Riser Pipe Installation | 2015-08-11 16:58:15 | 25000 | Mtr | 0 | 0000 |  | General | 0 | 0 | Material | Y | N | N | ""
9968 | 424109-0000 | Piecemeal Pemasangan Slack hanger incld accessories | Piecemeal Installation of Slack hanger incld accessories | 2015-08-11 16:56:26 | 25000 | Pcs | 0 | 0000 |  | General | 0 | 0 | Material | Y | N | N | ""
9976 | 424117-0000 | Piecemeal Penyambungan Kabel Serat Optik (Optical) | Piecemeal Fiber Optic Cable Splicing (Optical) | 2015-08-11 17:10:57 | 35000 | Core | 0 | 0000 |  | General | 0 | 0 | Material | Y | N | N | ""
9975 | 424116-0000 | Piecmeal Pemasangan Clusure FO 96 Core | FO 96 Core Clusure Installation Piecemeal | 2015-08-11 17:09:20 | 60000 | Pcs | 0 | 0000 |  | General | 0 | 0 | Material | Y | N | N | ""
10037 | 413153-0000 | Pigtail G652D LC/APC | Pigtail G652D LC/APC | 2015-11-05 09:23:28 | 0 | Pcs | 30000 | 0000 | IDR | General | 26500 | 13617 | Material | N | N | N | ""
11232 | 413203-0000 | Pigtail G 657 A SC/APC | Pigtail G 657 A SC/APC | 2018-12-27 11:01:15 | 0 | Pcs | 0 | 0000 |  | General | 0 | 0 | Material | N | N | N | ""
10190 | 413172-0000 | Pigtail G 657A SC/UPC | Pigtail G 657A SC/UPC | 2016-06-16 15:38:24 | 0 | Pcs | 14000 | 0000 | IDR | General | 14000 | 13322 | Material | N | N | N | ""
12756 | 129483-0000 | Pile Dynamic Load Test (PDA Test) | Pile Dynamic Load Test (PDA Test) | 2025-10-23 19:12:23 | 0 | Ttk | 3500000 | 0000 | IDR | General | 0 | 0 | Material | N | N | N | ""
12347 | 129455-0000 | Pile Loading Test | Pile Loading Test | 2024-05-16 11:17:06 | 0 | Ttk | 0 | 0000 |  | General | 0 | 0 | Material | N | N | N | ""
9225 | 313063-0000 | Pilot Lamp (220 Volt) | Pilot Lamp (220 Volts) | 2014-05-12 11:19:30 | 0 | Pcs | 0 | 0000 | IDR | General | 0 | 0 | Material | N | N | N | ""
10607 | 610003-ALFR | Pin TCT 35 Dia. 18 - 35 mm, 8 x 87 mm | TCT Pin 35 Dia. 18 - 35 mm, 8 x 87 mm | 2017-04-27 16:25:04 | 0 | Unit | 150000 | ALFR | IDR | Alfra - Germany | 0 | 0 | Material | N | N | N | ""
11561 | 810100-0000 | pinset | tweezers | 2019-11-26 15:13:59 | 0 | Pcs | 0 | 0000 |  | General | 0 | 0 | Material | N | N | N | ""
12801 | 111715-0000 | Pintu Baja Swing Double 2600 mm x 2150 mm | Double Swing Steel Door 2600 mm x 2150 mm | 2025-11-30 13:32:46 | 0 | Unit | 0 | 0000 |  | General | 0 | 0 | Material | N | N | N | ""
12039 | 111624-0000 | Pintu dan Kusen Baja 2500 x 2000 | Steel Door and Frame 2500 x 2000 | 2022-01-27 14:39:11 | 0 | Set | 11240000 | 0000 | IDR | General | 0 | 0 | Material | N | N | N | ""
10996 | 111471-0000 | Pintu dorong BRC | BRC sliding door | 2017-09-27 16:21:24 | 0 | Set | 22500 | 0000 | IDR | General | 0 | 0 | Material | N | N | N | ""
10750 | 129245-0000 | Pintu Main Gate tinggi 1.90 m , lebar 10.00 m (pintu sliding) | Main Gate height 1.90 m, width 10.00 m (sliding door) | 2017-08-03 19:09:34 | 0 | Pcs | 10350000 | 0000 | IDR | General | 0 | 0 | Material | N | N | N | ""
10024 | 111350-0000 | Pintu pagar BRC | BRC gate | 2015-10-13 16:25:23 | 0 | Unit | 2550000 | 0000 | IDR | General | 2400000 | 13764 | Material | N | N | N | ""
4361 | 1002846 | Pintu Pagar BRC | BRC Gate |  | 0 | Set | 830000 | "" | IDR | "" | 2400000 | 0 | Material | N | Y | N | ""
10748 | 129243-0000 | Pintu Pagar BRC tinggi 1.20 m, lebar 1.10 m (pintu tunggal) | BRC Gate Door 1.20 m high, 1.10 m wide (single door) | 2017-08-03 19:07:26 | 0 | Mtr | 250000 | 0000 | IDR | General | 0 | 0 | Material | N | N | N | ""
10610 | 111410-0000 | Pintu Pagar BRC uk. 1.9 x 6 meter | BRC Gate Size 1.9 x 6 meters | 2017-05-02 12:17:14 | 0 | Ls | 2240000 | 0000 | IDR | General | 0 | 0 | Material | N | N | N | ""
10751 | 129246-0000 | Pintu Pagar tinggi 1.90 m , lebar 1.20 m (pintu personal) | Gate 1.90 m high, 1.20 m wide (personal door) | 2017-08-03 19:10:22 | 0 | Pcs | 0 | 0000 |  | General | 0 | 0 | Material | N | N | N | ""
12787 | 111709-0000 | Pintu Plat Baja Ukr. 3200 mm x 2000 mm (Sliding Door) | Steel Plate Door Size 3200 mm x 2000 mm (Sliding Door) | 2025-11-22 23:03:48 | 0 | Unit | 0 | 0000 |  | General | 0 | 0 | Material | N | N | N | ""
11430 | 111512-0000 | Pintu type P1 | P1 type door | 2019-07-22 10:14:53 | 0 | Set | 200000 | 0000 | IDR | General | 0 | 0 | Material | N | N | N | ""
11431 | 111513-0000 | Pintu type P2 | P2 type door | 2019-07-22 10:15:32 | 0 | Set | 850000 | 0000 | IDR | General | 0 | 0 | Material | N | N | N | ""
11432 | 111514-0000 | Pintu type P3 | P3 type door | 2019-07-22 10:16:07 | 0 | Set | 3000000 | 0000 | IDR | General | 0 | 0 | Material | N | N | N | ""
11433 | 111515-0000 | Pintu type P4 | P4 type door | 2019-07-22 10:16:44 | 0 | Set | 1600000 | 0000 | IDR | General | 0 | 0 | Material | N | N | N | ""
11434 | 111516-0000 | Pintu type P5 | P5 type door | 2019-07-22 10:17:22 | 0 | Set | 1850000 | 0000 | IDR | General | 0 | 0 | Material | N | N | N | ""
11435 | 111517-0000 | Pintu type P6 | P6 type door | 2019-07-22 10:18:01 | 0 | Set | 202900 | 0000 | IDR | General | 0 | 0 | Material | N | N | N | ""
8129 | 111009-0000 | Pipa Baja Galvanize 1 inchi | 1 inch Galvanized Steel Pipe |  | 0 | Mtr | 180000 | 0000 | IDR |  | 0 | 0 |  | N | N | N
8461 | 111206-0000 | Pipa Besi dia 1 1/4 Inch | Iron Pipe 1 1/4 Inch Diameter | 2013-09-16 14:32:00 | 0 | Pcs | 125000 | 0000 | IDR | General | 280000 | 11455 | Material | N | N | N | ""
12243 | 111656-0000 | Pipa Besi dia 2 Inch (6 Meter) | Iron Pipe 2 Inch (6 Meters) | 2023-04-06 17:08:17 | 0 | btg | 0 | 0000 |  | General | 0 | 0 | Material | N | N | N | ""
8416 | 111204-0000 | Pipa besi dia 3 Inchi (Panjang 6m) | Iron pipe 3 inches (6m long) | 2017-08-03 15:09:35 | 0 | btg | 35000 | 0000 | IDR | General | 1000000 | 13327 | Material | N | N | N | ""
9505 | 413099-0000 | Pipa besi diameter dalam 100 mm dan ketebalan pipa 3,65 mm untuk 1 pipa | Iron pipe with inner diameter 100 mm and pipe thickness 3.65 mm for 1 pipe | 2016-02-10 11:03:31 | 0 | Mtr | 136666.67 | 0000 | IDR | General | 63000 | 12210 | Material | N | N | N | ""
8325 | 111018-0000 | Pipa Besi Galvanize 4 Inchi t 2.8 | 4 Inch Galvanized Iron Pipe t 2.8 | 2014-01-07 14:50:27 | 0 | Btg | 90000 | 0000 | IDR | General | 680000 | 10101 | Material | N | N | N | ""
9600 | 111306-0000 | Pipa Besi Galvanize, dia 19mm panjang 3m | Galvanized Iron Pipe, diameter 19mm, length 3m | 2017-06-08 10:42:55 | 0 | Pcs | 0 | 0000 | IDR | General | 300000 | 13312 | Material | N | N | N | ""
10708 | 129227-0000 | Pipa Drainase | Drainage Pipe | 2017-08-03 18:13:29 | 0 | Mtr | 0 | 0000 |  | General | 0 | 0 | Material | N | N | N | ""
9506 | 413100-0000 | Pipa duct dengan pasir diameter dalam 100 mm dan ketebalan pipa 5,5 mm untuk 1 pipa | Duct pipe with sand inner diameter 100 mm and pipe thickness 5.5 mm for 1 pipe | 2016-02-10 11:02:50 | 0 | Mtr | 0 | 0000 | IDR | General | 0 | 12210 | Material | N | N | N | ""
9547 | 211068-0000 | Pipa Duct dengan system gantung 1 tiang besi, bentang s/d 100 meter | Duct pipe with a hanging system using 1 iron pole, span up to 100 meters | 2016-02-10 14:58:29 | 0 | Mtr | 0 | 0000 | IDR | General | 0 | 12148 | Material | N | N | N | ""
9401 | 413083-0000 | Pipa Duct dengan system gantung 1 tiang besi, bentang s/d 40 meter | Duct pipe with a hanging system using 1 iron pole, span up to 40 meters | 2016-02-10 15:01:42 | 0 | Mtr | 125000 | 0000 | IDR | General | 110000 | 11711 | Material | N | N | N | ""
8130 | 411001-0000 | Pipa Duct HDPE Diameter 1 inchi | HDPE Duct Pipe 1 inch Diameter |  | 0 | Mtr | 4000 | 0000 | IDR |  | 0 | 0 |  | N | N | N
8326 | 413044-0000 | Pipa Duct HDPE Diameter 33/40 | HDPE Duct Pipe Diameter 33/40 | 2013-08-01 13:35:50 | 0 | Mtr | 8541 | 0000 | IDR | General | 8500 | 10101 | Material | N | N | N | ""
8131 | 411002-0000 | Pipa Duct HDPE Diameter 4 inchi | HDPE Duct Pipe Diameter 4 inches |  | 0 | Mtr | 0 | 0000 |  |  | 0 | 0 |  | N | N | N
9507 | 413101-0000 | Pipa duct metode boring manual/mesin, menggunakan pipa galvanis dengan diameter dalam 100mm dan ketebalan 3,65mm, 1 pipa | Duct pipe using manual/machine boring method, using galvanized pipe with an inner diameter of 100mm and a thickness of 3.65mm, 1 pipe | 2016-02-10 15:57:54 | 0 | Mtr | 58664.97 | 0000 | IDR | General | 0 | 12210 | Material | N | N | N | ""
8289 | 111024-0000 | Pipa Duct PVC Diameter 4 Inchi | PVC Duct Pipe Diameter 4 Inches | 2013-08-01 10:04:04 | 0 | Mtr | 0 | 0000 | IDR | General | 0 | 10101 | Material | N | N | N | ""
9543 | 413117-0000 | Pipa Galvanis 2 inch 3mtr | 2 inch 3m Galvanized Pipe | 2014-11-17 11:59:03 | 0 | btg | 90000 | 0000 | IDR | General | 150000 | 12148 | Material | N | N | N | ""
11795 | 211329-0000 | Pipa Galvanis 2.5 inch | 2.5 inch Galvanized Pipe | 2021-06-10 20:29:33 | 0 | btg | 1054545 | 0000 | IDR | General | 0 | 0 | Material | N | N | N | ""
7684 | 210015-0000 | Pipa Galvanis 3 inch 2mtr | 3 inch 2m Galvanized Pipe |  | 0 | Mtr | 30000 | Gener | IDR | "" | 0 | 0 | Material | N | N | N
7682 | 210013-0000 | Pipa Galvanis 3 inch 6mtr | 3 inch galvanized pipe 6 meters |  | 0 | Mtr | 1171296 | Gener | IDR | "" | 368000 | 0 | Material | N | N | N
7683 | 210014-0000 | Pipa Galvanis 4 inch 6mtr | 4 inch galvanized pipe 6 meters | 2013-12-11 08:53:04 | 0 | Btg | 1956363 | Gener | IDR | "" | 600000 | 0 | Material | N | N | N
11796 | 211330-0000 | Pipa Galvanis 5 inch | 5 inch Galvanized Pipe | 2021-06-10 20:30:54 | 0 | btg | 2750000 | 0000 | IDR | General | 0 | 0 | Material | N | N | N | ""
9945 | 413148-0000 | Pipa Galvanized 2 Inch | 2 Inch Galvanized Pipe | 2015-07-07 15:10:14 | 0 | btg | 252420 | 0000 | IDR | General | 0 | 0 | Material | N | N | N | ""
7679 | 210010-0000 | Pipa HDPE 4 inch (Black) | 4 inch HDPE Pipe (Black) | 2015-11-19 13:57:12 | 0 | Mtr | 0 | Gener | "" | "" | 215000 | 13648 | Material | N | N | N
8159 | 411016-0000 | Pipa HDPE 40/33 | HDPE Pipe 40/33 | 2013-07-10 11:55:37 | 0 | Mtr | 17082 | 0000 | IDR | General | 9200 | 9982 | Material | N | N | N | ""
9470 | 413093-0000 | Pipa HDPE 50/42 | HDPE Pipe 50/42 | 2014-09-11 15:59:35 | 0 | Mtr | 15200 | 0000 | IDR | General | 0 | 11696 | Material | N | N | N | ""
9407 | 413084-0000 | Pipa HDPE Telkomsel 40/32 warna putih strip merah. | Telkomsel 40/32 HDPE pipe, white with red stripes. | 2014-08-21 09:34:32 | 0 | Mtr | 10800 | 0000 | IDR | General | 10800 | 11742 | Material | N | N | N | ""
11800 | 111603-0000 | Pipa PVC 1 inch | 1 inch PVC pipe | 2021-06-10 21:46:48 | 0 | btg | 24000 | 0000 | IDR | General | 0 | 0 | Material | N | N | N | ""
7681 | 210012-0000 | Pipa PVC 1.5 inch | 1.5 inch PVC pipe | 2018-01-25 10:38:16 | 0 | Mtr | 10000 | Gener | IDR | "" | 30000 | 13339 | Material | N | N | N
11979 | 111617-0000 | Pipa PVC 10 inch | 10 inch PVC pipe | 2021-11-30 10:55:09 | 0 | btg | 1200000 | 0000 | IDR | General | 0 | 0 | Material | N | N | N | ""
903 | 1000850 | Pipa PVC 2 inch | 2 inch PVC pipe |  | 0 | Btg | 42025 | "" | IDR | "" | 47000 | 0 | Material | N | Y | N | Tanggerang
10652 | 111416-0000 | pipa pvc 20mm | 20mm PVC pipe | 2017-06-16 15:04:20 | 0 | btg | 70000 | 0000 | IDR | General | 0 | 0 | Material | N | N | N | ""
12344 | 211464-0000 | Pipa PVC 3 inch | 3 inch PVC pipe | 2024-05-16 09:38:39 | 0 | Mtr | 0 | 0000 |  | General | 0 | 0 | Material | N | N | N | ""
11576 | 211272-0000 | Pipa PVC 3 invh | 3 invh PVC pipe | 2020-02-11 14:10:15 | 0 | Pcs | 101000 | 0000 | IDR | General | 0 | 0 | Material | N | N | N | ""
11766 | 111593-0000 | Pipa PVC 3/4 inch | 3/4 inch PVC pipe | 2021-02-04 10:57:45 | 0 | btg | 33000 | 0000 | IDR | General | 0 | 0 | Material | N | N | N | ""
7680 | 210011-0000 | Pipa PVC 4 inch | 4 inch PVC pipe |  | 0 | Mtr | 37900 | Gener | IDR | "" | 35000 | 0 | Material | N | N | N
8286 | 111021-0000 | Pipa PVC 4 Inchi | 4 Inch PVC Pipe | 2015-11-19 10:49:01 | 0 | Mtr | 22387.5 | 0000 | IDR | General | 215000 | 13648 | Material | N | N | N | ""
12343 | 211463-0000 | Pipa PVC 6 Inch | 6 Inch PVC Pipe | 2024-05-16 09:37:17 | 0 | Mtr | 99500 | 0000 | IDR | General | 0 | 0 | Material | N | N | N | ""
12477 | 211476-0000 | Pipa PVC AW 2.5 Inch | AW 2.5 Inch PVC Pipe | 2024-11-05 17:28:18 | 0 | btg | 95000 | 0000 | IDR | General | 0 | 0 | Material | N | N | N | ""
12479 | 211478-0000 | Pipa PVC AW 2.5 Inch | AW 2.5 Inch PVC Pipe | 2024-11-05 17:33:37 | 0 | Mtr | 30381.76 | 0000 | IDR | General | 0 | 0 | Material | N | N | N | ""
12478 | 211477-0000 | Pipa PVC AW 4 Inch | AW 4 Inch PVC Pipe | 2024-11-05 17:30:17 | 0 | Mtr | 70890.77 | 0000 | IDR | General | 0 | 0 | Material | N | N | N | ""
12480 | 211479-0000 | Pipa PVC AW 5 Inch | AW 5 Inch PVC Pipe | 2024-11-05 17:34:39 | 0 | Mtr | 112280.41 | 0000 | IDR | General | 0 | 0 | Material | N | N | N | ""
9339 | 211047-0000 | Pipa PVC tipe AW diameter 2 inch | AW type PVC pipe 2 inch diameter | 2016-02-10 14:54:34 | 0 | Mtr | 20847.97 | 0000 | IDR | General | 13600 | 11841 | Material | N | N | N | ""
9512 | 413106-0000 | Pipa riser untuk pelindung kabel pada titik naik kabel sekunder diameter 2 Inch panjang 3 meter. | Riser pipe for cable protection at the secondary cable rise point, 2 inch diameter, 3 meters long. | 2016-02-10 15:28:10 | 0 | Pcs | 0 | 0000 | IDR | General | 0 | 12210 | Material | N | N | N | ""
12502 | 211480-0000 | Pipa Sambungan PVC 6 Inch Bentuk T | 6 Inch T-Shaped PVC Connection Pipe | 2024-11-07 15:38:22 | 0 | Unit | 210509.01 | 0000 | IDR | General | 0 | 0 | Material | N | N | N | ""
12503 | 211481-0000 | Pipa Sambungan PVC 6 Inch Bentuk Y | 6 Inch Y-Shaped PVC Connection Pipe | 2024-11-07 15:40:07 | 0 | Unit | 148864.86 | 0000 | IDR | General | 0 | 0 | Material | N | N | N | ""
11716 | 611180-0000 | Pipa Tremie | Tremie Pipe | 2020-12-24 15:50:12 | 0 | Pcs | 0 | 0000 |  | General | 0 | 0 | Material | N | N | N | ""
11860 | 611206-0000 | Pipa Tremy 6 inch | 6 inch Tremy Pipe | 2021-09-19 15:30:49 | 0 | Mtr | 45000 | 0000 | IDR | General | 0 | 0 | Material | N | N | N | ""
11216 | 810067-0000 | Pita Police Line | Police Line Tape | 2018-12-11 14:02:17 | 0 | Rol | 29300 | 0000 | IDR | General | 0 | 0 | Material | N | N | N | ""
12179 | 313592-0000 | Pivot Suspension Clamp 18-30 mm 120 kN | Pivot Suspension Clamp 18-30 mm 120 kN | 2022-11-06 18:18:50 | 0 | Pcs | 30 | 0000 | USD | General | 0 | 0 | Material | N | N | N | ""
11142 | 111490-0000 | Plafon Akustik Amstrong | Armstrong Acoustic Ceiling | 2018-08-10 15:49:57 | 0 | M2 | 611000 | 0000 | IDR | General | 0 | 0 | Material | N | N | N | ""
11499 | 111540-0000 | Plafond Gypsum | Gypsum Ceiling | 2019-09-05 10:01:19 | 0 | M2 | 42500 | 0000 | IDR | General | 0 | 0 | Material | N | N | N | ""
12133 | 211430-0000 | Plastic Rope 6 mm | Plastic Rope 6 mm | 2022-08-06 11:43:47 | 0 | Mtr | 1182.88 | 0000 | IDR | General | 0 | 0 | Material | N | N | N | ""
12223 | 111648-0000 | Plastik Cor | Cast Plastic | 2023-03-25 16:12:13 | 0 | Mtr | 6000 | 0000 | IDR | General | 0 | 0 | Material | N | N | N | ""
911 | 1000858 | Plastik Cor | Cast Plastic |  | 0 | ea | 150000 | "" | IDR | "" | 0 | 0 | Material | N | Y | N | Jakarta
11794 | 211328-0000 | Plat Besi 8 mm | 8 mm Iron Plate | 2021-06-10 20:23:57 | 0 | Lbr | 2469803 | 0000 | IDR | General | 0 | 0 | Material | N | N | N | ""
12693 | 111693-0000 | Plat Besi tebal 5 mm | 5 mm thick iron plate | 2025-07-29 11:55:13 | 0 | M2 | 0 | 0000 |  | General | 0 | 0 | Material | N | N | N | ""
11791 | 211325-0000 | Plat Besi tebal 6 mm | 6 mm thick iron plate | 2021-06-10 20:18:24 | 0 | Lbr | 2701000 | 0000 | IDR | General | 0 | 0 | Material | N | N | N | ""
10026 | 111351-0000 | Plat Bondek 2 mm | 2 mm Bondek Plate | 2016-02-10 11:40:44 | 0 | Mtr | 0 | 0000 |  | General | 0 | 13658 | Material | N | N | N | ""
7805 | 124020-0000 | Plat Bordes 5 mm | 5 mm Checkered Plate |  | 0 | Pcs | 1070000 | M2 | IDR | "" | 0 | 0 | Material | N | N | N
12393 | 211470-0000 | Plat Bordes Tebal 3.2mm | 3.2mm Thick Checkered Plate | 2024-05-23 10:58:11 | 0 | M2 | 0 | 0000 |  | General | 0 | 0 | Material | N | N | N | ""
12392 | 211469-0000 | Plat Bordes Tebal 6 mm | 6 mm Thick Checkered Plate | 2024-05-23 10:55:04 | 0 | M2 | 3154774.77 | 0000 | IDR | General | 0 | 0 | Material | N | N | N | ""
12289 | 211457-0000 | Plat Filler | Filler Plate | 2023-08-10 16:50:15 | 0 | Pcs | 0 | 0000 |  | General | 0 | 0 | Material | N | N | N | ""
12694 | 111694-0000 | Plat Strip Lebar 4cm Tebal 5cm | Strip Plate 4cm Wide, 5cm Thick | 2025-07-29 11:57:25 | 0 | Ml | 0 | 0000 |  | General | 0 | 0 | Material | N | N | N | ""
12421 | 211473-0000 | Plat Strip Lebar 5 Cm Tebal 5 Cm Panjang 6 Meter | Strip Plate 5 cm wide, 5 cm thick, 6 meters long | 2024-07-28 15:51:11 | 0 | btg | 216800 | 0000 | IDR | General | 0 | 0 | Material | N | N | N | ""
10616 | 211123-0000 | Plate 8 mm uk 1220 mm x 2440 mm | Plate 8 mm UK 1220 mm x 2440 mm | 2017-05-15 12:12:38 | 0 | Lbr | 1832600 | 0000 | IDR | General | 0 | 0 | Material | N | N | N | ""
11718 | 111582-0000 | Plate 8 mm ukuran 1200 mm x 2400 mm | 8 mm plate measuring 1200 mm x 2400 mm | 2020-12-30 11:51:50 | 0 | Pcs | 2584545.45 | 0000 | IDR | General | 0 | 0 | Material | N | N | N | ""
3109 | 1002242 | Plate strip | Plate strip |  | 0 | Btg | 102000 | "" | IDR | "" | 102000 | 0 | IT | N | Y | N
11774 | 111599-0000 | Plate Washer Angkur / Anchor 2 1/4 inch | Plate Washer Anchor 2 1/4 inch | 2021-03-02 21:19:17 | 0 | Pcs | 45000 | 0000 | IDR | General | 0 | 0 | Material | N | N | N | ""
5393 | 1003579 | Plate Washer-1 | Plate Washer-1 |  | 0 | PCS | 0 | "" | "" | "" | 0 | 0 | Material | N | Y | N | ""
12472 | 720072-0000 | Platform Fee | Platform Fee | 2024-10-17 22:38:02 | 0 | Pcs | 5000 | 0000 | IDR | General | 0 | 0 | Material | N | N | N | ""
11555 | 810095-0000 | plester 1,25cm | 1.25cm plaster | 2019-11-26 15:06:51 | 0 | Rol | 10000 | 0000 | IDR | General | 0 | 0 | Material | N | N | N | ""
11556 | 810096-0000 | plester cepat | quick plaster | 2019-11-26 15:07:45 | 0 | Pcs | 1000 | 0000 | IDR | General | 0 | 0 | Material | N | N | N | ""
10893 | 129298-0000 | Plesteran 1by2 (untuk trap proteksi) | 1by2 plastering (for protection trap) | 2017-08-04 16:47:05 | 0 | M2 | 0 | 0000 |  | General | 0 | 0 | Material | N | N | N | ""
12238 | 611313-0000 | Plug & Socket 3 Pin 16 A Male&Female | Plug & Socket 3 Pin 16 A Male & Female | 2023-04-05 16:40:45 | 0 | Pcs | 95000 | 0000 | IDR | General | 0 | 0 | Material | N | N | N | ""
12221 | 111646-0000 | Plywood 15 mm | 15 mm plywood | 2023-03-25 15:18:29 | 0 | Pcs | 270000 | 0000 | IDR | General | 0 | 0 | Material | N | N | N | ""
12260 | 111660-0000 | Plywood Phenolic 12 mm Single Faces 12 mm X 2440 X 1220 | Plywood Phenolic 12 mm Single Faces 12 mm X 2440 X 1220 | 2023-05-23 11:00:57 | 0 | Lbr | 210000 | 0000 | IDR | General | 0 | 0 | Material | N | N | N | ""
10429 | 810029-0000 | Pocket PP Bambi | Pocket PP Bambi | 2016-11-24 09:27:33 | 0 | Pcs | 33000 | 0000 | IDR | General | 0 | 0 | Material | N | N | N | ""
12582 | 313729-0000 | PoE Injector 60 Watt | 60 Watt PoE Injector | 2025-02-07 17:31:31 | 0 | Pcs | 1238428.75 | 0000 | IDR | General | 0 | 0 | Material | N | N | N | ""
11447 | 111527-0000 | pohon pinang diameter 10-15 cm | areca nut tree diameter 10-15 cm | 2019-07-31 10:59:59 | 0 | btg | 75000 | 0000 | IDR | General | 0 | 0 | Material | N | N | N | ""
11030 | 413200-0000 | pole 12m | 12m pole | 2017-11-24 13:46:39 | 0 | Set | 20971000 | 0000 | IDR | General | 0 | 0 | Material | N | N | N | ""
9096 | 211038-0000 | Pole 2 meter | 2 meter pole | 2014-03-14 16:18:09 | 0 | Pcs | 400000 | 0000 | IDR | General | 400000 | 11633 | Material | N | N | N | ""
11539 | 129390-0000 | pole 3m | 3m pole | 2019-11-01 21:34:04 | 0 | Ls | 1150000 | 0000 | IDR | General | 0 | 0 | Material | Y | N | N | ""
9214 | 211045-0000 | Pole 6 mtr | 6 meter pole | 2014-05-07 15:34:13 | 0 | ea | 3800000 | 0000 | IDR | General | 0 | 11579 | Material | N | N | N | ""
10388 | 610001-DNFG | Pompa Air dan Pasir | Water and Sand Pump | 2016-11-12 14:52:41 | 0 | Unit | 12500000 | DNFG | IDR | Dong Fang | 0 | 0 | Material | N | N | N | ""
9063 | 111271-0000 | Pompa Air Kerja (termasuk instalasi) | Working Water Pump (including installation) | 2016-02-10 15:24:48 | 0 | Unit | 1800000 | 0000 | IDR | General | 0 | 11793 | Material | N | N | N | ""
9099 | 111277-0000 | Pondasi Batching Plant | Batching Plant Foundation | 2014-03-14 16:20:06 | 0 | Ls | 0 | 0000 | IDR | General | 0 | 11633 | Material | N | N | N | ""
11012 | 129332-0000 | Pondasi Capacitor Voltage Transformer | Capacitor Voltage Transformer Foundation | 2017-10-20 10:47:26 | 0 | M3 | 1110000 | 0000 | IDR | General | 0 | 0 | Material | N | N | N | ""
11014 | 129334-0000 | Pondasi Circuit Breaker | Circuit Breaker Foundation | 2017-10-20 10:49:43 | 0 | M3 | 1110000 | 0000 | IDR | General | 0 | 0 | Material | N | N | N | ""
11011 | 129331-0000 | Pondasi Current Transformer | Current Transformer Foundation | 2017-10-20 10:46:25 | 0 | M3 | 1110000 | 0000 | IDR | General | 0 | 0 | Material | N | N | N | ""
11013 | 129333-0000 | Pondasi Disconnecting Switch & DSE | Disconnecting Switch & DSE Foundation | 2017-10-20 10:48:58 | 0 | M3 | 1110000 | 0000 | IDR | General | 0 | 0 | Material | N | N | N | ""
10755 | 129250-0000 | Pondasi Fire Protection | Fire Protection Foundation | 2017-08-03 19:13:56 | 0 | Pcs | 5450904 | 0000 | IDR | General | 0 | 0 | Material | N | N | N | ""
11009 | 129329-0000 | Pondasi Line Trap | Line Trap Foundation | 2017-10-20 10:44:14 | 0 | M3 | 1110000 | 0000 | IDR | General | 0 | 0 | Material | N | N | N | ""
11076 | 111481-0000 | pondasi Marshaling Kiosk | Marshaling Kiosk foundation | 2018-03-22 11:50:58 | 0 | Unit | 0 | 0000 |  | General | 0 | 0 | Material | N | N | N | ""
10761 | 129252-0000 | Pondasi Pondasi Trafo | Transformer Foundation | 2017-08-03 19:21:37 | 0 | Ls | 1200000 | 0000 | IDR | General | 0 | 0 | Material | N | N | N | ""
10754 | 129249-0000 | Pondasi Post Insulator | Post Insulator Foundation | 2017-08-03 19:12:56 | 0 | Pcs | 1999640 | 0000 | IDR | General | 0 | 0 | Material | N | N | N | ""
10760 | 129251-0000 | Pondasi Shielding Mast | Shielding Mast Foundation | 2017-08-03 19:20:50 | 0 | Ls | 23500 | 0000 | IDR | General | 0 | 0 | Material | N | N | N | ""
11010 | 129330-0000 | Pondasi Surge Arrester | Surge Arrester Foundation | 2017-10-20 10:45:23 | 0 | M3 | 1110000 | 0000 | IDR | General | 0 | 0 | Material | N | N | N | ""
9933 | 111347-0000 | Pondasi tower latice type DDR6 9 klas 6 mutu beton K225 berikut galian, bekisting dll | Latice tower foundation type DDR6 9 class 6 concrete quality K225 including excavation, formwork etc. | 2015-06-19 16:39:24 | 0 | Set | 20000 | 0000 | IDR | General | 0 | 0 | Material | N | N | N | ""
10963 | 129324-0000 | Pondasi Tower Latis | Latis Tower Foundation | 2017-09-14 10:28:04 | 0 | M3 | 500000 | 0000 | IDR | General | 0 | 3000000 | Material | N | N | N | ""
11844 | 211345-0000 | Portable Boat Fiber Cap. 4 org | Portable Boat Fiber Cap. 4 people | 2021-09-15 10:44:30 | 0 | Unit | 9500000 | 0000 | IDR | General | 0 | 0 | Material | N | N | N | ""
9686 | 111320-0000 | Post For Gantries 1 (Deep Foundation) | Post For Gantries 1 (Deep Foundation) | 2015-02-02 18:28:16 | 0 | Unit | 97129780.46 | 0000 | IDR | General | 0 | 12502 | Material | N | N | N | ""
9838 | 111342-0000 | Post For Gantries 1 (Deep Foundation) 70 kV | Post For Gantries 1 (Deep Foundation) 70 kV | 2015-03-09 09:18:56 | 0 | Unit | 0 | 0000 |  | General | 0 | 0 | Material | N | N | N | ""
9687 | 111321-0000 | Post For Gantries 2 (Shallow Foundation) | Post For Gantries 2 (Shallow Foundation) | 2015-02-02 18:29:06 | 0 | Unit | 25247023 | 0000 | IDR | General | 0 | 12502 | Material | N | N | N | ""
9839 | 111343-0000 | Post For Gantries 2 (Shallow Foundation) 70 kV | Post For Gantries 2 (Shallow Foundation) 70 kV | 2015-03-09 09:20:33 | 0 | Unit | 0 | 0000 |  | General | 0 | 0 | Material | N | N | N | ""
9410 | 313082-0000 | Post Insulator | Post Insulator | 2014-08-28 11:42:16 | 0 | Pcs | 218 | 0000 | USD | General | 577.5 | 11684 | Material | N | N | N | ""
11654 | 313522-0000 | Post Insulator 20 kV | 20 kV Post Insulator | 2020-08-26 09:30:20 | 0 | Pcs | 1200000 | 0000 | IDR | General | 0 | 0 | Material | N | N | N | ""
10521 | 313259-0000 | Post Insulator C4-750/5720 mm | Post Insulator C4-750/5720 mm | 2017-08-30 09:17:55 | 0 | Pcs | 8100000 | 0000 | IDR | General | 0 | 13346 | Material | N | N | N | ""
11876 | 211354-0000 | Post Insulator Mounting Bracket | Post Insulator Mounting Bracket | 2021-09-23 19:28:10 | 0 | Pcs | 681800 | 0000 | IDR | General | 0 | 0 | Material | N | N | N | ""
12680 | 313756-0000 | Post Insulator Porcelain 1700 mm 31mm/kV | Post Porcelain Insulator 1700 mm 31mm/kV | 2025-07-09 11:18:08 | 0 | Pcs | 15000000 | 0000 | IDR | General | 0 | 0 | Material | N | N | N | ""
9832 | 211079-0000 | Post steel Structure Type 12 m | Post steel Structure Type 12 m | 2015-04-08 17:50:03 | 0 | Unit | 24741750 | 0000 | IDR | General | 24741750 | 13021 | Material | N | N | N | ""
9621 | 211074-0000 | Post steel Structure Type 13 m | Post steel Structure Type 13 m | 2015-02-02 15:17:24 | 0 | Unit | 32591000 | 0000 | IDR | General | 43812285 | 12502 | Material | N | N | N | ""
9716 | 221019-0000 | Post steel Structure Type 13 m | Post steel Structure Type 13 m | 2015-02-03 09:31:58 | 0 | Unit | 1400 | 0000 | IDR | General | 0 | 12502 | Material | N | N | N | ""
9620 | 211073-0000 | Post steel Structure Type 18 m | Post steel Structure Type 18 m | 2015-02-02 15:15:27 | 0 | Unit | 38128000 | 0000 | IDR | General | 48627975 | 12502 | Material | N | N | N | ""
9715 | 221018-0000 | Post steel Structure Type 18 m | Post steel Structure Type 18 m | 2015-02-03 09:30:52 | 0 | Unit | 1400 | 0000 | IDR | General | 0 | 12502 | Material | N | N | N | ""
9833 | 211080-0000 | Post steel Structure Type 6.5 m | Post steel Structure Type 6.5 m | 2015-04-08 17:50:50 | 0 | Unit | 16400010 | 0000 | IDR | General | 16400010 | 13021 | Material | N | N | N | ""
9834 | 211081-0000 | Post steel Structure Type 8 m | Post steel structure type 8 m | 2015-04-08 17:51:21 | 0 | Unit | 8905875 | 0000 | IDR | General | 8905875 | 13021 | Material | N | N | N | ""
9622 | 211075-0000 | Post steel Structure Type 9 m | Post steel structure type 9 m | 2015-02-02 15:18:48 | 0 | Unit | 24176200 | 0000 | IDR | General | 25155075 | 12502 | Material | N | N | N | ""
9717 | 221020-0000 | Post steel Structure Type 9 m | Post steel structure type 9 m | 2015-02-03 09:33:04 | 0 | Unit | 1400 | 0000 | IDR | General | 0 | 12502 | Material | N | N | N | ""
9624 | 211077-0000 | Post steel STW | Post steel STW | 2015-02-02 15:21:32 | 0 | Unit | 0 | 0000 | IDR | General | 0 | 12502 | Material | N | N | N | ""
9719 | 221022-0000 | Post steel STW | Post steel STW | 2015-02-03 09:35:13 | 0 | Unit | 0 | 0000 | IDR | General | 0 | 12502 | Material | N | N | N | ""
11566 | 810104-0000 | povidon lodin 60 ml | povidone iodine 60 ml | 2019-11-26 15:19:59 | 0 | Pcs | 7000 | 0000 | IDR | General | 0 | 0 | Material | N | N | N | ""
12159 | 129435-0000 | Powder Coating | Powder Coating | 2022-09-21 15:18:53 | 0 | Ml | 18000 | 0000 | IDR | General | 0 | 0 | Material | N | N | N | ""
11602 | 313502-0000 | Power Bank 100 mAh | 100 mAh Power Bank | 2020-04-07 17:55:56 | 0 | Pcs | 27000 | 0000 | IDR | General | 0 | 0 | Material | N | N | N | ""
11603 | 313503-0000 | Power Bank 1000 mah | 1000 mAh Power Bank | 2020-04-07 18:15:02 | 0 | Pcs | 317000 | 0000 | IDR | General | 0 | 0 | Material | N | N | N | ""
10136 | 313223-0000 | Power Cable 1.5mm | Power Cable 1.5mm | 2016-08-11 09:47:02 | 0 | Mtr | 8200 | 0000 | IDR | General | 8200 | 13121 | Material | N | N | N | ""
10614 | 313281-0000 | Power Cable,600V/1000V,ROV-K,10mm | Power Cable, 600V/1000V, ROV-K, 10mm | 2017-05-10 13:43:32 | 0 | Mtr | 0 | 0000 |  | General | 0 | 0 | Material | N | N | N | ""
10615 | 313282-0000 | Power Cable,600V/1000V,ROV-K,16mm | Power Cable, 600V/1000V, ROV-K, 16mm | 2017-05-10 13:47:48 | 0 | Mtr | 0 | 0000 |  | General | 0 | 0 | Material | N | N | N | ""
7407 | 410061-ANDR | Power Coupler/Tapper 10dB | Power Coupler/Tapper 10dB |  | 0 | Pcs | 0 | Andre |  |  | 0 | 0 |  | N | N | N
7408 | 410061-KTRN | Power Coupler/Tapper 10dB | Power Coupler/Tapper 10dB |  | 0 | Pcs | 0 | Kathr |  |  | 0 | 0 |  | N | N | N
7409 | 410061-LEON | Power Coupler/Tapper 10dB | Power Coupler/Tapper 10dB | 2015-06-25 09:35:26 | 0 | Pcs | 0 | Leoni |  |  | 0 | 13327 |  | N | N | N
7410 | 410061-ENRS | Power Coupler/Tapper 10dB | Power Coupler/Tapper 10dB |  | 0 | Pcs | 0 | Eners |  |  | 0 | 0 |  | N | N | N
7411 | 410062-ALDC | Power Coupler/Tapper 13dB | Power Coupler/Tapper 13dB |  | 0 | Pcs | 0 | Alan |  |  | 0 | 0 |  | N | N | N
7412 | 410063-ANDR | Power Coupler/Tapper 15dB | Power Coupler/Tapper 15dB |  | 0 | Pcs | 0 | Andre |  |  | 0 | 0 |  | N | N | N
7413 | 410064-ARGS | Power Coupler/Tapper 20dB | Power Coupler/Tapper 20dB |  | 0 | Pcs | 0 | Argus |  |  | 0 | 0 |  | N | N | N
7400 | 410058-ARGS | Power Coupler/Tapper 6dB | Power Coupler/Tapper 6dB |  | 0 | Pcs | 0 | Argus |  |  | 0 | 0 |  | N | N | N
7401 | 410058-ALDC | Power Coupler/Tapper 6dB | Power Coupler/Tapper 6dB |  | 0 | Pcs | 0 | Alan |  |  | 0 | 0 |  | N | N | N
7402 | 410058-ANDR | Power Coupler/Tapper 6dB | Power Coupler/Tapper 6dB |  | 0 | Pcs | 0 | Andre |  |  | 0 | 0 |  | N | N | N
7403 | 410059-KTRN | Power Coupler/Tapper 7dB | Power Coupler/Tapper 7dB | 2017-10-24 17:40:09 | 0 | Pcs | 0 | Kathr |  |  | 39000 | 13518 |  | N | N | N
7404 | 410059-ALDC | Power Coupler/Tapper 7dB | Power Coupler/Tapper 7dB |  | 0 | Pcs | 0 | Alan |  |  | 0 | 0 |  | N | N | N
7405 | 410059-LEON | Power Coupler/Tapper 7dB | Power Coupler/Tapper 7dB |  | 0 | Pcs | 300000 | Leoni | IDR |  | 28 | 0 |  | N | N | N
7406 | 410060-ALDC | Power Coupler/Tapper 8dB | Power Coupler/Tapper 8dB |  | 0 | Pcs | 0 | Alan |  |  | 0 | 0 |  | N | N | N
11626 | 310001-ACVM | Power Energy Meter IED merk Acuvim II | Power Energy Meter IED brand Acuvim II | 2020-07-17 21:39:46 | 0 | Set | 9500000 | ACVM | IDR | ACUVIM | 0 | 0 | Material | N | N | N | ""
10879 | 313345-0000 | POWER LINE CARRIER FOR 150 KV SUBSTATION | POWER LINE CARRIER FOR 150 KV SUBSTATION | 2017-08-04 11:18:56 | 0 | Set | 548343900 | 0000 | IDR | General | 0 | 0 | Material | N | N | N | ""
9155 | 611022-0000 | Power Meter | Power Meter | 2014-04-22 14:10:22 | 0 | Pcs | 4500000 | 0000 | IDR | General | 4500000 | 11313 | Material | N | N | N | ""
12336 | 313616-0000 | Power Quality Meter | Power Quality Meter | 2024-04-27 13:04:11 | 0 | Set | 74000000 | 0000 | IDR | General | 0 | 0 | Material | N | N | N | ""
12555 | 460003-0000 | Power Supply 20 A | 20 A Power Supply | 2025-01-09 09:59:29 | 0 | Unit | 0 | 0000 |  | General | 0 | 0 | Material | N | N | N | ""
11674 | 313528-0000 | Power Supply 30A | 30A Power Supply | 2020-10-02 11:11:15 | 0 | Pcs | 344600 | 0000 | IDR | General | 0 | 0 | Material | N | N | N | ""
9798 | 111341-0000 | Power Transformer (30 MVA) | Power Transformer (30 MVA) | 2015-02-10 11:18:39 | 0 | Set | 0 | 0000 | IDR | General | 0 | 0 | Material | N | N | N | ""
9682 | 111316-0000 | Power Transformer IBT (60 MVA) | IBT Power Transformer (60 MVA) | 2015-02-02 18:24:13 | 0 | Set | 57455943 | 0000 | IDR | General | 0 | 12502 | Material | N | N | N | ""
10264 | 620006-0000 | Premi Asuransi | Insurance premium | 2016-07-26 16:51:14 | 0 | Ls | 99000 | 0000 | IDR | General | 0 | 0 | Material | N | N | N | ""
12505 | 820136-0000 | Premi Asuransi Transportasi Cargo Clause A (ICC A) | Cargo Clause A (ICC A) Transportation Insurance Premium | 2024-11-25 16:23:07 | 0 | pVAL | 11564207.44 | 0000 | IDR | General | 0 | 0 | Material | N | N | N | ""
10266 | 620008-0000 | Premi Kendaraan | Vehicle Premium | 2016-07-26 16:56:36 | 0 | Ls | 9045996 | 0000 | IDR | General | 0 | 0 | Material | N | N | N | ""
12699 | 111695-0000 | Pre-stressed Concrete Pile 40 x 40 cm, K-500, 4 d 12.7 mm LR Strand, fy min 160 kg/mm2 (JIS A 5335) | Pre-stressed Concrete Pile 40 x 40 cm, K-500, 4 d 12.7 mm LR Strand, fy min 160 kg/mm2 (JIS A 5335) | 2025-08-04 19:05:24 | 0 | Mtr | 0 | 0000 |  | General | 0 | 0 | Material | N | N | N | ""
12717 | 111699-0000 | Prestressed Concrete Spun Piles Diameter 400mm (Bottom) | Prestressed Concrete Spun Piles Diameter 400mm (Bottom) | 2025-09-15 12:13:42 | 0 | Mtr | 338000 | 0000 | IDR | General | 0 | 0 | Material | N | N | N | ""
12718 | 111700-0000 | Prestressed Concrete Spun Piles Diameter 400mm (Upper) | Prestressed Concrete Spun Piles Diameter 400mm (Upper) | 2025-09-15 12:20:06 | 0 | Mtr | 399000 | 0000 | IDR | General | 0 | 0 | Material | N | N | N | ""
12716 | 111698-0000 | Prestressed Concrete Square Piles Diameter 400mm (Bottom) | Prestressed Concrete Square Piles Diameter 400mm (Bottom) | 2025-09-15 12:11:42 | 0 | Mtr | 0 | 0000 |  | General | 0 | 0 | Material | N | N | N | ""
10083 | 10002-0000 | Printer Office | Office Printer | 2015-11-30 15:28:35 | 0 | Set | 4067300 | 0000 | IDR | General | 0 | 0 | Material | N | N | N | ""
9476 | 820060-0000 | Profesional Fee | Professional Fee | 2014-09-17 13:14:10 | 0 | Ls | 8108108.11 | 0000 | IDR | General | 5000000 | 11750 | Material | N | N | N | ""
12191 | 820112-0000 | Project Management Fee | Project Management Fee | 2023-01-29 10:44:06 | 0 | Ls | 2750000 | 0000 | IDR | General | 0 | 0 | Material | N | N | N | ""
10935 | 313349-0000 | Protection & Control Cubicle 70 kV | Protection & Control Cubicle 70 kV | 2017-08-24 08:29:00 | 0 | Set | 462119000 | 0000 | IDR | General | 0 | 13362 | Material | N | N | N | ""
9747 | 323078-0000 | Protection & Control Cubicle for Bus-Coupler bay (including integration to existing SAS) comprising, IED main protection (low impedance protection relay).IED back up protection (OC, BF, Trip Circuit uspervision relay).IED Ch | Protection & Control Cubicle for Bus-Coupler bay (including integration to existing SAS) consisting of, IED main protection (low impedance protection relay). IED back up protection (OC, BF, Trip Circuit uspervision relay). IED Ch | 2015-02-03 13:55:31 | 0 | Set | 0 | 0000 | IDR | General | 0 | 12502 | Material | N | N | N | ""
9652 | 313135-0000 | Protection & Control Cubicle for Bus-Coupler bay (including integration to existing SAS) comprising,-IED main protection (low impedance protection relay).-IED back up protection (OC, BF, Trip Circuit uspervision relay).-IED | Protection & Control Cubicle for Bus-Coupler bay (including integration to existing SAS) consisting,-IED main protection (low impedance protection relay).-IED back up protection (OC, BF, Trip Circuit uspervision relay).-IED | 2015-02-02 17:32:38 | 0 | Set | 870678000 | 0000 | IDR | General | 48093.88 | 12502 | Material | N | N | N | ""
9646 | 313129-0000 | Protection & Control Cubicle for IBT (Automation, including integration to existing SAS) comprising,-IED main line protection (diffrential, REF HV/LV side, DFR, etc). IED back up protection (OC, EF, SEF, OV, UV, AVR, FR, mete | Protection & Control Cubicle for IBT (Automation, including integration to existing SAS) consisting of,-IED main line protection (diffrential, REF HV/LV side, DFR, etc). IED back up protection (OC, EF, SEF, OV, UV, AVR, FR, mete | 2015-02-02 17:15:15 | 0 | Set | 385419000 | 0000 | IDR | General | 28780.03 | 12502 | Material | N | N | N | ""
9735 | 323066-0000 | Protection & Control Cubicle for line 1 and line 2 (Automation, includingh integration to existing SAS) comprising, IED main line protection (distance, autoreclose, synchroncheck, etc). IED back up protection (OC, DEF, DFR, F | Protection & Control Cubicle for line 1 and line 2 (Automation, including integration to existing SAS) consisting of, IED main line protection (distance, autoreclose, synchroncheck, etc). IED back up protection (OC, DEF, DFR, F | 2015-02-03 09:58:29 | 0 | Set | 3506500 | 0000 | IDR | General | 0 | 12502 | Material | N | N | N | ""
9640 | 313123-0000 | Protection & Control Cubicle for line 1 and line 2 (Automation, includingh integration to existing SAS) comprising,-IED main line protection (distance, autoreclose, synchroncheck,etc).-IED back up protection (OC, DEF, DFR, FA | Protection & Control Cubicle for line 1 and line 2 (Automation, including integration to existing SAS) consisting,-IED main line protection (distance, autoreclose, synchroncheck,etc).-IED back up protection (OC, DEF, DFR, FA | 2015-02-02 16:45:02 | 0 | Set | 432206000 | 0000 | IDR | General | 24764.68 | 12502 | Material | N | N | N | ""
12762 | 313791-0000 | Protection & Control Panel For Line Feeder Bay (Consumer) | Protection & Control Panel For Line Feeder Bay (Consumer) | 2025-11-08 13:57:18 | 0 | Set | 229015000 | 0000 | IDR | General | 0 | 0 | Material | N | N | N | ""
12420 | 313647-0000 | Protection & Control Panel For Line Feeder Bay (OHL) | Protection & Control Panel For Line Feeder Bay (OHL) | 2024-07-16 18:06:00 | 0 | Set | 209455000 | 0000 | IDR | General | 0 | 0 | Material | N | N | N | ""
10766 | 323189-0000 | Protection and Bay Control Unit Devices | Protection and Bay Control Unit Devices | 2017-08-03 19:27:11 | 0 | Set | 400200 | 0000 | IDR | General | 0 | 0 | Material | N | N | N | ""
10768 | 323191-0000 | Protection and Control Cubicle for Bus Coupler Bay | Protection and Control Cubicle for Bus Coupler Bay | 2017-08-03 19:29:32 | 0 | Set | 135290000 | 0000 | IDR | General | 0 | 0 | Material | N | N | N | ""
12768 | 313795-0000 | Protection and Control Panel for 150/20 kV Transformer Bay | Protection and Control Panel for 150/20 kV Transformer Bay | 2025-11-08 17:09:02 | 0 | Set | 229830000 | 0000 | IDR | General | 0 | 0 | Material | N | N | N | ""
11060 | 313404-0000 | Protection Cubicle for 150 kV - Bay Line - CRP | Protection Cubicle for 150 kV - Bay Line - CRP | 2018-03-16 15:40:28 | 0 | lot | 400000000 | 0000 | IDR | General | 0 | 0 | Material | N | N | N | ""
10954 | 313352-0000 | Protection Cubicle for 150 kV Double Busbar (Centralized) | Protection Cubicle for 150 kV Double Busbar (Centralized) | 2017-09-13 08:52:41 | 0 | Unit | 892655000 | 0000 | IDR | General | 0 | 0 | Material | N | N | N | ""
12770 | 313797-0000 | Protection Cubicle for 150/20 kV Transformer Bay | Protection Cubicle for 150/20 kV Transformer Bay | 2025-11-08 17:11:09 | 0 | lot | 0 | 0000 |  | General | 0 | 0 | Material | N | N | N | ""
12769 | 313796-0000 | Protection for 150/20 kV Transformer Bay | Protection for 150/20 kV Transformer Bay | 2025-11-08 17:10:20 | 0 | lot | 0 | 0000 |  | General | 0 | 0 | Material | N | N | N | ""
12636 | 313738-0000 | Protection Panel For Capacitor Bay | Protection Panel For Capacitor Bay | 2025-05-20 15:53:53 | 0 | Set | 0 | 0000 |  | General | 0 | 0 | Material | N | N | N | ""
12637 | 313739-0000 | Protection Panel For Capacitor Bay 150 kV | Protection Panel For Capacitor Bay 150 kV | 2025-05-20 15:54:51 | 0 | Set | 300000000 | 0000 | IDR | General | 0 | 0 | Material | N | N | N | ""
10767 | 323190-0000 | Protection, Control and AVR Cubicle for Transformer Bay | Protection, Control and AVR Cubicle for Transformer Bay | 2017-08-03 19:28:05 | 0 | Set | 689526000 | 0000 | IDR | General | 0 | 0 | Material | N | N | N | ""
9420 | 820058-0000 | Provision for Bonus | Provision for Bonus | 2014-08-29 11:20:41 | 0 | Ls | 0 | 0000 | IDR | General | 0 | 11684 | Material | N | N | N | ""
11587 | 611168-0000 | Proyektor | Projector | 2020-03-02 11:39:29 | 0 | Pcs | 0 | 0000 |  | General | 0 | 0 | Material | N | N | N | ""
10504 | 610001-ZECH | Puller Tensioner WB 1500/9 | Puller Tensioner WB 1500/9 | 2016-12-23 07:13:58 | 0 | Set | 1599147500 | ZECH | IDR | Zech | 0 | 13355 | Material | N | N | N | ""
11951 | 211405-0000 | Pulley Block Katrol Double 1 Ton | Pulley Block Double Pulley 1 Ton | 2021-10-20 17:49:19 | 0 | Pcs | 700000 | 0000 | IDR | General | 0 | 0 | Material | N | N | N | ""
11950 | 211404-0000 | Pulley Block Katrol singgle 1 Ton | Pulley Block Single Pulley 1 Ton | 2021-10-20 17:47:04 | 0 | Pcs | 137649 | 0000 | IDR | General | 0 | 0 | Material | N | N | N | ""
11868 | 611214-0000 | Pully B3 dia 5 inch | Pully B3 dia 5 inch | 2021-09-19 16:35:07 | 0 | Unit | 310100 | 0000 | IDR | General | 0 | 0 | Material | N | N | N | ""
12812 | 313810-0000 | Push Button Aktuator Hitam Kontak 1NO | Black Push Button Actuator 1NO Contact | 2025-12-06 15:51:11 | 0 | Unit | 58912.5 | 0000 | IDR | General | 0 | 0 | Material | N | N | N | ""
11963 | 611242-0000 | Push Pull Support | Push Pull Support | 2021-10-29 10:53:23 | 0 | Unit | 1500000 | 0000 | IDR | General | 0 | 0 | Material | N | N | N | ""
10137 | 313224-0000 | PVC Indoor 10x2x0,6mm Cable | PVC Indoor 10x2x0.6mm Cable | 2016-08-11 09:38:11 | 0 | Mtr | 10000 | 0000 | IDR | General | 10000 | 13121 | Material | N | N | N | ""
10133 | 313220-0000 | PVC Indoor 60x2x0,6mm Cable | PVC Indoor 60x2x0.6mm Cable | 2016-08-11 09:52:20 | 0 | Mtr | 45000 | 0000 | IDR | General | 45000 | 13121 | Material | N | N | N | ""
10044 | 410097-YOLI | Quad band Combiner ( Quadplexer) 4in-1out U900900MHz/DCS1800MHz/UMTS2100MHz/LTE 2300-2500MHz MHz (Din Connector) | Quad band Combiner (Quadplexer) 4in-1out U900900MHz/DCS1800MHz/UMTS2100MHz/LTE 2300-2500MHz MHz (Din Connector) | 2015-11-11 16:29:06 | 0 | Pcs | 0 | YOLI |  | YOLICOM | 0 | 0 | Material | N | N | N | ""
11891 | 211368-0000 | Quad Clamp 15 KIP Galvanize | Quad Clamp 15 KIP Galvanized | 2021-09-23 20:48:26 | 0 | Pcs | 0 | 0000 |  | General | 0 | 0 | Material | N | N | N | ""
11890 | 211367-0000 | Quad Strain Clamp 30 KIP | Quad Strain Clamp 30 KIP | 2021-09-23 20:45:35 | 0 | Pcs | 1577000 | 0000 | IDR | General | 0 | 0 | Material | N | N | N | ""
12418 | 313645-0000 | Rack cabinet and panel Include Miscellaneous equipment to complete the scope of works | Rack cabinet and panel Include Miscellaneous equipment to complete the scope of works | 2024-07-16 17:34:00 | 0 | Set | 0 | 0000 |  | General | 0 | 0 | Material | N | N | N | ""
10183 | 413170-0000 | Rack Mount Optic Terminal Box - 24 core | Rack Mount Optic Terminal Box - 24 cores | 2016-05-10 10:07:32 | 0 | Set | 1250000 | 0000 | IDR | General | 0 | 0 | Material | N | N | N | ""
12715 | 313762-0000 | Rack-mounted MDF 19 inch, 150-pair, LSA 10-pair disconnection modules, with labels & earth provision | Rack-mounted MDF 19 inch, 150-pair, LSA 10-pair disconnection modules, with labels & earth provision | 2025-09-12 15:32:11 | 0 | Set | 2200000 | 0000 | IDR | General | 0 | 0 | Material | N | N | N | ""
10486 | 610003-LKL0 | Radio Base Plus Antena | Radio Base Plus Antenna | 2016-12-21 21:49:11 | 0 | Pcs | 4875000 | LKL0 | IDR | Lokal | 0 | 0 | Material | N | N | N | ""
10485 | 610002-LKL0 | Radio HT Motorola | Motorola HT Radio | 2016-12-21 21:47:33 | 0 | Pcs | 2833350 | LKL0 | IDR | Lokal | 0 | 0 | Material | N | N | N | ""
8689 | 211027-0000 | Radio HT SMP-328 | SMP-328 HT Radio | 2013-10-10 15:35:11 | 0 | Unit | 0 | 0000 | IDR | General | 0 | 11378 | Material | N | N | N | ""
10043 | 810022-0000 | Rak knock-down bahan besi siku | Knock-down shelves made of angle iron | 2015-11-09 10:19:19 | 0 | Ls | 0 | 0000 |  | General | 0 | 0 | Material | N | N | N | ""
10771 | 620020-0000 | Rambu-rambu | Signs | 2017-08-03 19:34:01 | 0 | Pcs | 30000 | 0000 | IDR | General | 0 | 0 | Material | N | N | N | ""
7670 | 210001-0000 | Ramset | Ramset |  | 0 | Set | 185000 | Gener | IDR | "" | 130000 | 0 | Material | N | N | N
12086 | 111628-0000 | rangka atap baja ringan truss | truss light steel roof frame | 2022-02-14 09:43:08 | 0 | btg | 120000 | 0000 | IDR | General | 0 | 0 | Material | N | N | N | ""
12405 | 111665-0000 | Rangka Baja Ringan C75mm x 35mm x 6 Meter | Light Steel Frame C75mm x 35mm x 6 Meters | 2024-07-12 19:01:48 | 0 | btg | 51801.8 | 0000 | IDR | General | 0 | 0 | Material | N | N | N | ""
12031 | 611289-0000 | Rangka Mesin Borepile Model Gawangan Tinggi 9 Meter | 9 Meter High Gawangan Model Borepile Machine Frame | 2022-01-20 16:15:52 | 0 | Set | 45000000 | 0000 | IDR | General | 0 | 0 | Material | N | N | N | ""
11850 | 611196-0000 | Rangka Mesin Diesel | Diesel Engine Frame | 2021-09-19 10:12:44 | 0 | Unit | 2700000 | 0000 | IDR | General | 0 | 14500 | Material | N | N | N | ""
11492 | 111538-0000 | Rangka Plafond Gypsum | Gypsum Ceiling Frame | 2019-09-05 09:13:20 | 0 | M2 | 35000 | 0000 | IDR | General | 0 | 0 | Material | N | N | N | ""
10445 | 111402-0000 | Rantai Besi | Iron Chain | 2016-12-13 10:38:03 | 0 | Pcs | 0 | 0000 |  | General | 0 | 0 | Material | N | N | N | ""
12843 | 111718-0000 | Ready Mix K600 | Ready Mix K600 | 2025-12-11 12:01:32 | 0 | M3 | 0 | 0000 |  | General | 0 | 0 | Material | N | N | N | ""
12641 | 611344-0000 | Rear View Camera Kualitas 1280 x 720P | Rear View Camera Quality 1280 x 720P | 2025-05-21 11:18:46 | 0 | Pcs | 0 | 0000 |  | General | 0 | 0 | Material | N | N | N | ""
12155 | 313587-0000 | Receptacle 1 Phase 16A | Receptacle 1 Phase 16A | 2022-08-30 13:11:58 | 0 | Set | 60000 | 0000 | IDR | General | 0 | 0 | Material | N | N | N | ""
12154 | 313586-0000 | Receptacle 3 Phase 63 A | 3-Phase 63 A Receptacle | 2022-08-30 13:08:26 | 0 | Set | 120000 | 0000 | IDR | General | 0 | 0 | Material | N | N | N | ""
10340 | 129169-0000 | Recheck Survey | Recheck Survey | 2016-09-15 16:35:43 | 0 | Km | 6217400 | 0000 | IDR | General | 0 | 0 | Material | N | N | N | ""
10368 | 129180-0000 | Recheck Survey | Recheck Survey | 2016-09-27 14:46:22 | 0 | Ls | 350000 | 0000 | IDR | General | 0 | 0 | Material | N | N | N | ""
11304 | 211248-0000 | Recoil Spring dan adjuster | Recoil Spring and adjuster | 2019-02-27 16:49:58 | 0 | Set | 4500000 | 0000 | IDR | General | 0 | 0 | Material | N | N | N | ""
11865 | 611211-0000 | Reducer Type 155 R 1/40 | Reducer Type 155 R 1/40 | 2021-09-19 15:41:34 | 0 | Unit | 5172250 | 0000 | IDR | General | 0 | 0 | Material | N | N | N | ""
11238 | 211189-0000 | Reel stand 7 Ton, SIPZ-7, PN 15143 | Reel stand 7 Ton, SIPZ-7, PN 15143 | 2019-01-18 15:51:14 | 0 | Set | 65500000 | 0000 | IDR | General | 0 | 0 | Material | N | N | N | ""
10161 | 611049-0000 | Refill Alat Pemadam Api Ringan (APAR) | Refill Light Fire Extinguisher (APAR) | 2016-03-01 14:32:22 | 0 | Kg | 4112500 | 0000 | IDR | General | 0 | 0 | Material | N | N | N | ""
12129 | 620038-0000 | Reflector Prisma Total Station | Reflector Prism Total Station | 2022-08-04 17:53:54 | 0 | Pcs | 999999 | 0000 | IDR | General | 0 | 0 | Material | N | N | N | ""
12004 | 611271-0000 | Refractometer Salinity | Salinity Refractometer | 2021-12-30 07:05:41 | 0 | Pcs | 176700 | 0000 | IDR | General | 0 | 0 | Material | N | N | N | ""
12355 | 129457-0000 | Reinforcement Steel BJTD-40 | Reinforcement Steel BJTD-40 | 2024-05-16 16:29:21 | 0 | Kg | 0 | 0000 |  | General | 0 | 0 | Material | N | N | N | ""
12354 | 129456-0000 | Reinforcement Steel BJTP-24 | Reinforcement Steel BJTP-24 | 2024-05-16 16:28:03 | 0 | Kg | 0 | 0000 |  | General | 0 | 0 | Material | N | N | N | ""
11027 | 313384-0000 | REINFORCING RODS for DAMPER OPGW 60 RHL | REINFORCING RODS for DAMPER OPGW 60 RHL | 2017-11-16 15:23:00 | 0 | Pcs | 40340 | 0000 | IDR | General | 0 | 40340 | Material | N | N | N | ""
9228 | 313066-0000 | Rel MCB | MCB Rail | 2014-05-12 11:22:05 | 0 | btg | 25000 | 0000 | IDR | General | 0 | 0 | Material | N | N | N | ""
12773 | 313800-0000 | Relay IED Main Protection - MPU | IED Main Protection Relay - MPU | 2025-11-08 17:20:57 | 0 | Unit | 78240000 | 0000 | IDR | General | 0 | 0 | Material | N | N | N | ""
10831 | 313305-0000 | Remote Control panel for 20 kV Cubicle complete accessories | Remote Control panel for 20 kV Cubicle complete accessories | 2017-08-04 10:02:10 | 0 | Set | 262000000 | 0000 | IDR | General | 0 | 0 | Material | N | N | N | ""
11681 | 111566-0000 | Reng Baja Ringan 0,45 x 6 m | Light Steel Battens 0.45 x 6 m | 2020-10-06 21:34:30 | 0 | btg | 19819.82 | 0000 | IDR | General | 0 | 0 | Material | N | N | N | ""
12709 | 820141-0000 | Rental Forklift 12 Ton | 12 Ton Forklift Rental | 2025-08-29 17:02:30 | 0 | Hr | 0 | 0000 |  | General | 0 | 0 | Material | N | N | N | ""
12708 | 720118-0000 | Rental Forklift 12 Ton | 12 Ton Forklift Rental | 2025-08-29 17:01:26 | 0 | Hr | 0 | 0000 |  | General | 0 | 0 | Material | N | N | N | ""
12008 | 820109-0000 | Rental Forklift 5 Ton | 5 Ton Forklift Rental | 2022-01-07 19:02:59 | 0 | Hr | 2000000 | 0000 | IDR | General | 0 | 0 | Material | N | N | N | ""
12515 | 820138-0000 | Rental Forklift 7 Ton | 7 Ton Forklift Rental | 2024-12-02 11:49:37 | 0 | Hr | 0 | 0000 |  | General | 0 | 0 | Material | N | N | N | ""
9486 | 521009-0000 | Rental Gedung | Building Rental | 2014-10-08 17:03:05 | 0 | Ls | 1000000 | 0000 | IDR | General | 0 | 12020 | Material | N | N | N | ""
11408 | 820106-0000 | Repair / revisi tower | Tower repair/revision | 2019-07-11 16:02:27 | 0 | Ls | 10416.7 | 0000 | IDR | General | 0 | 0 | Material | N | N | N | ""
10914 | 211136-0000 | Repair Sleeve for ACSR Hawk 240/40 sq.mm | Repair Sleeve for ACSR Hawk 240/40 sq.mm | 2017-08-04 17:37:16 | 0 | Pcs | 583800 | 0000 | IDR | General | 0 | 0 | Material | N | N | N | ""
12284 | 211454-0000 | Repair Sleeve for TACSR/AS 410/67 mm2 | Repair Sleeve for TACSR/AS 410/67 mm2 | 2023-08-03 12:24:01 | 0 | Pcs | 0 | 0000 |  | General | 0 | 0 | Material | N | N | N | ""
10635 | 129220-0000 | Repair Tower PLN 275 kV | PLN 275 kV Tower Repair | 2017-06-05 13:52:42 | 0 | Ls | 8000000 | 0000 | IDR | General | 0 | 0 | Material | N | N | N | ""
10120 | 620003-0000 | Reparasi tools | Repair tools | 2016-01-25 16:35:07 | 0 | Ls | 2130000 | 0000 | IDR | General | 0 | 0 | Material | N | N | N | ""
11211 | 211184-0000 | RIGID SPACER 200CRS AAC LUPINE | RIGID SPACER 200CRS AAC LUPINE | 2018-12-03 10:25:12 | 0 | Set | 0 | 0000 |  | General | 0 | 0 | Material | N | N | N | ""
8713 | 211032-0000 | Ring 2.5 cm X 2.5 cm (clamp tiang) | Ring 2.5 cm X 2.5 cm (pole clamp) | 2013-10-23 10:19:57 | 0 | Pcs | 22500 | 0000 | IDR | General | 22500 | 11366 | Material | N | N | N | ""
11895 | 211372-0000 | Ring Corona-P 15 OD | Corona-P 15 OD Ring | 2021-09-23 21:01:14 | 0 | Pcs | 95 | 0000 | USD | General | 0 | 0 | Material | N | N | N | ""
11894 | 211371-0000 | Ring Corona-S 230 kV 8 OD | Corona-S Ring 230 kV 8 OD | 2021-09-23 20:59:48 | 0 | Pcs | 60 | 0000 | USD | General | 0 | 0 | Material | N | N | N | ""
11893 | 211370-0000 | Ring Corona-S 500 kV 15 OD | Ring Corona-S 500 kV 15 OD | 2021-09-23 20:57:54 | 0 | Pcs | 95 | 0000 | USD | General | 0 | 0 | Material | N | N | N | ""
11462 | 211265-0000 | Ring plate 38mm | Ring plate 38mm | 2019-08-20 11:25:51 | 0 | Pcs | 1724 | 0000 | IDR | General | 0 | 0 | Material | N | N | N | ""
11461 | 211264-0000 | Ring washer 38mm | 38mm ring washer | 2019-08-20 11:24:46 | 0 | Pcs | 3272 | 0000 | IDR | General | 0 | 0 | Material | N | N | N | ""
9342 | 211050-0000 | Rise Pipe untuk pengaman kabel optik ke ODC Pole / titik naik KU diamater 1 panjang 3 meter | Rise Pipe for optical cable protection to ODC Pole / KU rise point, diameter 1, length 3 meters | 2016-02-10 14:57:56 | 0 | Pcs | 195640 | 0000 | IDR | General | 0 | 11841 | Material | N | N | N | ""
9811 | 413135-0000 | Riser Pipe | Riser Pipe | 2016-02-10 11:23:34 | 0 | Pcs | 50882.7 | 0000 | IDR | General | 0 | 12502 | Material | N | N | N | ""
11909 | 211386-0000 | Rock Anchor head | Rock Anchor head | 2021-09-24 13:17:41 | 0 | Pcs | 38 | 0000 | USD | General | 0 | 0 | Material | N | N | N | ""
11680 | 211314-0000 | Rod for DSE Hexagonal | Rod for DSE Hexagonal | 2020-10-06 20:24:36 | 0 | Pcs | 5230964.47 | 0000 | IDR | General | 0 | 0 | Material | N | N | N | ""
11842 | 211343-0000 | Roda 6 Inch | 6 Inch Wheels | 2021-09-12 17:00:11 | 0 | Pcs | 275000 | 0000 | IDR | General | 0 | 0 | Material | N | N | N | ""
11395 | 620030-0000 | Rompi Jaring Polyester | Polyester Mesh Vest | 2019-06-26 17:16:16 | 0 | Pcs | 15000 | 0000 | IDR | General | 0 | 0 | Material | N | N | N | ""
10759 | 620018-0000 | Rompi kerja | Work vest | 2017-08-03 19:19:42 | 0 | Pcs | 15000 | 0000 | IDR | General | 0 | 0 | Material | N | N | N | ""
12194 | 820114-0000 | Rontgen Dada | Chest X-ray | 2023-03-15 19:15:36 | 0 | ea | 114000 | 0000 | IDR | General | 0 | 0 | Material | N | N | N | ""
12798 | 111712-0000 | Roof Drain Cast Iron Diameter 4 Inch | Roof Drain Cast Iron Diameter 4 Inch | 2025-11-30 13:02:48 | 0 | Pcs | 0 | 0000 |  | General | 0 | 0 | Material | N | N | N | ""
12799 | 111713-0000 | Roof Drain Stainless Steel Diameter 4 Inch | Roof Drain Stainless Steel Diameter 4 Inch | 2025-11-30 13:05:38 | 0 | Pcs | 0 | 0000 |  | General | 0 | 0 | Material | N | N | N | ""
11140 | 129351-0000 | roof top water proofing | roof top waterproofing | 2018-08-10 10:04:56 | 0 | M2 | 9000000 | 0000 | IDR | General | 0 | 0 | Material | N | N | N | ""
11390 | 611143-0000 | Rope grab | Rope grab | 2019-06-17 13:25:46 | 0 | Pcs | 0 | 0000 |  | General | 0 | 0 | Material | N | N | N | ""
9809 | 413133-0000 | roset/indoor optical outlet with SC Adaptor cap 2 port | rosette/indoor optical outlet with SC Adapter cap 2 ports | 2015-02-14 12:52:50 | 0 | Pcs | 60000 | 0000 | IDR | General | 0 | 12502 | Material | N | N | N | ""
11933 | 611221-0000 | Round Sling 5 Ton x 2 Meter | Round Sling 5 Ton x 2 Meter | 2021-10-14 16:50:48 | 0 | Pcs | 266667 | 0000 | IDR | General | 0 | 0 | Material | N | N | N | ""
11644 | 413209-0000 | Router Hub 4-6 port | 4-6 port Router Hub | 2020-08-11 13:54:53 | 0 | Set | 1075000 | 0000 | IDR | General | 0 | 0 | Material | N | N | N | ""
7425 | 410071-3MDY | Rubber tape | Rubber tape | 2020-03-30 16:18:18 | 0 | Pcs | 80000 | 3M Dy | IDR |  | 37000 | 16345 |  | N | N | N
10082 | 611046-0000 | Safety Belt | Safety Belt | 2015-11-30 15:27:01 | 0 | Set | 97375 | 0000 | IDR | General | 0 | 0 | Material | N | N | N | ""
10769 | 620019-0000 | Safety Line | Safety Line | 2017-08-03 19:31:53 | 0 | M2 | 45000 | 0000 | IDR | General | 0 | 0 | Material | N | N | N | ""
12252 | 611316-0000 | Safety Net Bahan Nylon | Nylon Safety Net | 2023-05-20 15:16:09 | 0 | M2 | 3500 | 0000 | IDR | General | 0 | 0 | Material | N | N | N | ""
9243 | 611028-0000 | Safety Shoes | Safety Shoes | 2014-05-16 10:59:55 | 0 | Pcs | 425000 | 0000 | IDR | General | 152000 | 11558 | Material | N | N | N | ""
11527 | 313496-0000 | Sag Link 120kN | Sag Link 120kN | 2019-09-23 21:05:36 | 0 | Pcs | 950000 | 0000 | IDR | General | 0 | 0 | Material | N | N | N | ""
11520 | 313489-0000 | Sag Link 210kN | Sag Link 210kN | 2019-09-23 21:00:43 | 0 | Pcs | 448386 | 0000 | IDR | General | 0 | 0 | Material | N | N | N | ""
12786 | 111708-0000 | Sag Rod, Besi Beton Hitam, Diameter M10 | Sag Rod, Black Reinforced Concrete, Diameter M10 | 2025-11-22 22:51:50 | 0 | Mtr | 0 | 0000 |  | General | 0 | 0 | Material | N | N | N | ""
12784 | 111706-0000 | Sag Rod, Besi Beton Hitam, Diameter M16 | Sag Rod, Black Reinforced Concrete, Diameter M16 | 2025-11-22 22:41:41 | 0 | Mtr | 0 | 0000 |  | General | 0 | 0 | Material | N | N | N | ""
8472 | 610008-0000 | SAG Scope | SAG Scope | 2013-09-18 10:07:27 | 0 | ea | 162 | 0000 | USD | General | 162 | 11455 | Material | N | N | N | ""
9902 | 111345-0000 | Sagging konduktor 2xTACSR410 double Conductor | Sagging conductor 2xTACSR410 double conductor | 2016-02-10 14:22:40 | 0 | Mtr | 9000 | 0000 | IDR | General | 0 | 13658 | Material | N | N | N | ""
8145 | 820001-0000 | Salaries | Salaries | 2013-07-04 10:34:49 | 0 | Ls | 9000000 | 0000 | IDR | General | 0 | 9982 | Material | N | N | N | ""
11141 | 810059-0000 | sarung jok mobil | car seat covers | 2018-08-10 15:48:16 | 0 | Set | 0 | 0000 |  | General | 0 | 0 | Material | N | N | N | ""
9248 | 611033-0000 | Sarung Tangan (Untuk menarik/mengangkat benda berat) | Gloves (For pulling/lifting heavy objects) | 2014-05-16 11:04:31 | 0 | Pcs | 20000 | 0000 | IDR | General | 13300 | 11558 | Material | N | N | N | ""
11394 | 620029-0000 | Sarung Tangan Kain (Polkadot) | Cloth Gloves (Polka Dot) | 2019-06-26 17:14:31 | 0 | Lsn | 37500 | 0000 | IDR | General | 0 | 0 | Material | N | N | N | ""
11219 | 810070-0000 | Sarung tangan karet panjang | Long rubber gloves | 2018-12-11 14:10:25 | 0 | Pcs | 850000 | 0000 | IDR | General | 0 | 0 | Material | N | N | N | ""
11218 | 810069-0000 | Sarung tangan karet pendek | Short rubber gloves | 2018-12-11 14:09:21 | 0 | Pcs | 12000 | 0000 | IDR | General | 0 | 0 | Material | N | N | N | ""
12353 | 323216-0000 | SAS Test (including point to point ke RCC) | SAS Test (including point to point to RCC) | 2024-05-16 16:01:00 | 0 | bay | 0 | 0000 |  | General | 0 | 0 | Material | N | N | N | ""
10961 | 424171-0000 | SAT Multiplexer | SAT Multiplexer | 2017-09-13 10:49:47 | 0 | Set | 46179900 | 0000 | IDR | General | 0 | 0 | Material | N | N | N | ""
11465 | 211266-0000 | Scoen | Scoen | 2019-08-21 20:49:03 | 0 | Pcs | 0 | 0000 |  | General | 0 | 0 | Material | N | N | N | ""
8462 | 311013-0000 | Scoen - Vynil 16mm | Scoen - 16mm Vinyl | 2013-09-16 14:33:29 | 0 | Pcs | 3500 | 0000 | IDR | General | 5000 | 11455 | Material | N | N | N | ""
9599 | 313099-0000 | Scoen - Vynil 25mm | Scoen - 25mm Vinyl | 2015-01-26 09:50:13 | 0 | Pcs | 3000 | 0000 | IDR | General | 3000 | 12510 | Material | N | N | N | ""
9430 | 313086-0000 | Scoen - Vynil 50mm | Scoen - 50mm Vinyl | 2014-09-02 09:58:00 | 0 | Pcs | 4500 | 0000 | IDR | General | 5500 | 11694 | Material | N | N | N | ""
10103 | 313218-0000 | Scoen - Vynil 70mm | Scoen - 70mm Vinyl | 2015-12-23 10:38:09 | 0 | Pcs | 0 | 0000 |  | General | 9000 | 13961 | Material | N | N | N | ""
9217 | 413062-0000 | SC-OF-SM-24 splice enclosure (branch or straight) of single Mode optical fiber cores cable, 24 optical cores | SC-OF-SM-24 splice enclosure (branch or straight) of single Mode optical fiber cores cable, 24 optical cores | 2015-08-07 11:13:02 | 0 | ea | 450000 | 0000 | IDR | General | 530000 | 13483 | Material | N | N | Y | ""
8162 | 411019-0000 | SC-OF-SM-48 splice enclosure (branch or straight) of single Mode optical fiber cores cable, 12 - 48 optical cores | SC-OF-SM-48 splice enclosure (branch or straight) of single Mode optical fiber cores cable, 12 - 48 optical cores | 2013-07-10 12:23:12 | 0 | ea | 3850000 | 0000 | IDR | General | 3850000 | 9982 | Material | N | N | N | ""
7695 | 210026-0000 | Screw S12 | Screw S12 |  | 0 | Pcs | 0 | Gener | "" | "" | 0 | 0 | Material | N | N | N
10956 | 413194-0000 | SDH Connection Master | SDH Connection Master | 2017-09-13 10:45:53 | 0 | Set | 431850000 | 0000 | IDR | General | 0 | 0 | Material | N | N | N | ""
12722 | 413220-0000 | SDH Optical Interface Module (4-STM 4) | SDH Optical Interface Module (4-STM 4) | 2025-09-29 17:22:18 | 0 | Set | 165200000 | 0000 | IDR | General | 0 | 0 | Material | N | N | N | ""
9432 | 313088-0000 | Sealant Hitam | Black Sealant | 2014-09-02 10:01:08 | 0 | Tub | 0 | 0000 | IDR | General | 0 | 11694 | Material | N | N | N | ""
9431 | 313087-0000 | sealant silicon white | white silicone sealant | 2014-09-02 09:59:49 | 0 | Tub | 40000 | 0000 | IDR | General | 21000 | 11694 | Material | N | N | N | ""
8152 | 820006-0000 | Security Cost | Security Cost | 2013-07-04 10:43:20 | 0 | Ls | 55554598 | 0000 | IDR | General | 0 | 9982 | Material | N | N | N | ""
9887 | 424105-0000 | Security Deposite | Security Deposit | 2015-06-15 14:15:04 | 1 | Ls | 5000000 | 0000 | IDR | General | 0 | 0 | Material | N | N | N | ""
9241 | 611026-0000 | Security Lamp | Security Lamp | 2014-05-16 10:58:09 | 0 | Pcs | 52250 | 0000 | IDR | General | 52250 | 11558 | Material | N | N | N | ""
9285 | 111293-0000 | Sekop Pasir | Sand Shovel | 2014-06-03 09:37:22 | 0 | Pcs | 40000 | 0000 | IDR | General | 0 | 11513 | Material | N | N | N | ""
11511 | 111549-0000 | Sekrup Baja Ringan | Light Steel Screws | 2019-09-20 14:49:30 | 0 | Box | 40000 | 0000 | IDR | General | 0 | 0 | Material | N | N | N | ""
11510 | 111548-0000 | Sekrup Gypsum | Gypsum Screws | 2019-09-20 14:41:59 | 0 | Box | 130630.63 | 0000 | IDR | General | 0 | 0 | Material | N | N | N | ""
12412 | 111672-0000 | Sekrup Gypsum 3 Cm | 3 cm Gypsum Screw | 2024-07-12 19:46:25 | 0 | Pcs | 100 | 0000 | IDR | General | 0 | 0 | Material | N | N | N | ""
12411 | 111671-0000 | Sekrup Gypsum 5 Cm | 5 cm Gypsum Screw | 2024-07-12 19:45:07 | 0 | Pcs | 180.18 | 0000 | IDR | General | 0 | 0 | Material | N | N | N | ""
11771 | 111596-0000 | Sekrup kayu 8 x 32 mm | 8 x 32 mm wood screws | 2021-02-22 17:32:46 | 0 | Pcs | 400 | 0000 | IDR | General | 0 | 0 | Material | N | N | N | ""
10023 | 111349-0000 | Selang air | Water hose | 2015-10-08 14:31:18 | 0 | Mtr | 5000 | 0000 | IDR | General | 0 | 0 | Material | N | N | N | ""
11805 | 611185-0000 | Selang Buang 3 inch | 3 inch exhaust hose | 2021-06-14 17:38:44 | 0 | Mtr | 19500 | 0000 | IDR | General | 0 | 0 | Material | N | N | N | ""
11851 | 611197-0000 | Selang Buang 4 Inch | 4 Inch Exhaust Hose | 2021-09-19 10:13:48 | 0 | Mtr | 22000 | 0000 | IDR | General | 0 | 14500 | Material | N | N | N | ""
11852 | 611198-0000 | Selang Buang 6 Inch | 6 Inch Exhaust Hose | 2021-09-19 10:15:23 | 0 | Mtr | 34000 | 0000 | IDR | General | 0 | 14500 | Material | N | N | N | ""
9590 | 211072-0000 | Selang Excavator | Excavator Hose | 2014-12-15 09:42:44 | 0 | Pcs | 275000 | 0000 | IDR | General | 0 | 12200 | Material | N | N | N | ""
12026 | 611285-0000 | Selang High Pressure 3 Inch | 3 Inch High Pressure Hose | 2022-01-09 14:07:39 | 0 | Mtr | 138000 | 0000 | IDR | General | 0 | 0 | Material | N | N | N | ""
10389 | 611095-0000 | Selang Hisap 3 inch | 3 inch suction hose | 2016-11-12 14:57:32 | 0 | Mtr | 63063.06 | 0000 | IDR | General | 0 | 0 | Material | N | N | N | ""
10390 | 611096-0000 | Selang Hisap 4 1/2 inch | 4 1/2 inch Suction Hose | 2016-11-12 14:58:33 | 0 | Mtr | 110000 | 0000 | IDR | General | 0 | 0 | Material | N | N | N | ""
11849 | 611195-0000 | Selang Hisap 4 Inch | 4 Inch Suction Hose | 2021-09-19 10:10:39 | 0 | Mtr | 108000 | 0000 | IDR | General | 0 | 14500 | Material | N | N | N | ""
11848 | 611194-0000 | Selang Hisap 6 Inch | 6 Inch Suction Hose | 2021-09-19 10:09:32 | 0 | Mtr | 187500 | 0000 | IDR | General | 0 | 14500 | Material | N | N | N | ""
12003 | 620037-0000 | Selang Vibrator 38 mm x 4 Meter | Vibrator Hose 38 mm x 4 Meters | 2021-12-30 06:56:04 | 0 | Set | 741340 | 0000 | IDR | General | 0 | 0 | Material | N | N | N | ""
10499 | 610005-DNMK | Self Gripping Clamp GSW 9MM-11MM SWL 20 Kn | Self Gripping Clamp GSW 9MM-11MM SWL 20 Kn | 2016-12-21 23:38:17 | 0 | Pcs | 0 | DNMK |  | Dinamika | 0 | 0 | Material | Y | N | N | ""
10500 | 610006-DNMK | Self Gripping Clamp GSW 9MM-11MM SWL 20 kn | Self Gripping Clamp GSW 9MM-11MM SWL 20 kn | 2016-12-21 23:41:31 | 0 | Pcs | 6950000 | DNMK | IDR | Dinamika | 0 | 0 | Material | N | N | N | ""
10471 | 610002-DNMK | Self Gripping Clamp GSW 9MM-11MM SWL 20 KN | Self Gripping Clamp GSW 9MM-11MM SWL 20 KN | 2016-12-21 21:15:27 | 0 | Set | 0 | DNMK |  | Dinamika | 0 | 0 | Material | N | N | N | ""
10470 | 610001-DNMK | Self Gripping Clamp OPGW 9MM-13MM SWL 16 KN | Self Gripping Clamp OPGW 9MM-13MM SWL 16 KN | 2016-12-21 21:13:35 | 0 | Pcs | 8895000 | DNMK | IDR | Dinamika | 0 | 0 | Material | N | N | N | ""
3039 | 1002187 | Semen | Cement |  | 0 | zak | 59000 | "" | IDR | "" | 58000 | 0 | IT | N | Y | N
11512 | 111550-0000 | Semen Nat Keramik | Ceramic Grout Cement | 2019-09-20 14:50:58 | 0 | Box | 12000 | 0000 | IDR | General | 0 | 0 | Material | N | N | N | ""
11231 | 111494-0000 | Semen OPC | OPC Cement | 2018-12-13 19:54:17 | 0 | Zak | 56818 | 0000 | IDR | General | 0 | 0 | Material | N | N | N | ""
8211 | 111001-TGRD; 111001-PDNG | Semen Portland | Portland cement | 2013-07-18 11:17:01 | 0 | Kg | 1075 | TGRD | IDR | Tiga Roda | 0 | 9982 | Material | N | N | N | ""
8121 | 111001-0000 | Semen Portland | Portland cement | 2014-01-08 17:31:21 | 0 | Ton | 55000 | 0000 | IDR |  | 51000 | 0 |  | N | N | N
12454 | 111677-0000 | Semen Type II (SNI 2049 2015) | Type II Cement (SNI 2049 2015) | 2024-09-19 13:19:39 | 0 | Ton | 1352702.7 | 0000 | IDR | General | 0 | 0 | Material | N | N | N | ""
8355 | 111037-0000 | Semen type PCC 40kg | PCC type cement 40kg | 2013-08-06 10:56:28 | 0 | Zak | 50000 | 0000 | IDR | General | 59000 | 50000 | Material | N | N | N | ""
8354 | 111035-0000 | Semen type PCC 50kg | PCC type cement 50kg | 2013-08-06 10:55:33 | 0 | Zak | 65000 | 0000 | IDR | General | 75000 | 64000 | Material | N | N | N | ""
9284 | 111292-0000 | Sendok Semen | Cement Spoon | 2014-06-03 09:36:50 | 0 | Pcs | 20000 | 0000 | IDR | General | 0 | 11513 | Material | N | N | N | ""
5287 | 1003509 | Seng | Zinc |  | 0 | PCS | 47000 | "" | IDR | "" | 54000 | 0 | Material | N | Y | N | ""
12657 | 111684-0000 | Seng Gelombang BJLS 0.25 mm | BJLS 0.25 mm Corrugated Zinc | 2025-06-21 09:40:34 | 0 | Mtr | 35714.29 | 0000 | IDR | General | 0 | 0 | Material | N | N | N | ""
10756 | 620015-0000 | Sepatu Boot | Boots | 2017-08-03 19:15:21 | 0 | Pcs | 100000 | 0000 | IDR | General | 0 | 0 | Material | N | N | N | ""
11475 | 111534-0000 | Septic Tank | Septic Tank | 2019-09-02 22:22:07 | 0 | M3 | 0 | 0000 |  | General | 0 | 0 | Material | N | N | N | ""
12253 | 611317-0000 | Septic Tank 1000 Liter | 1000 Liter Septic Tank | 2023-05-20 17:11:17 | 0 | Unit | 5300000 | 0000 | IDR | General | 0 | 0 | Material | N | N | N | ""
12391 | 111664-0000 | Serat/Serabut Kelapa Sawit | Palm Fiber | 2024-05-23 10:49:03 | 0 | Kg | 0 | 0000 |  | General | 0 | 0 | Material | N | N | N | ""
8471 | 323022-0000 | Sertifikasi | Certification | 2014-08-27 15:24:34 | 0 | Ls | 1500000 | 0000 | IDR | General | 0 | 11455 | Material | N | N | N | ""
12247 | 820126-0000 | Sertifikat dan Training Teknisi Scaffolding | Scaffolding Technician Certificate and Training | 2023-05-10 14:05:04 | 0 | ea | 2300000 | 0000 | IDR | General | 0 | 0 | Material | N | N | N | ""
11783 | 910008-0000 | Server | Server | 2021-05-12 15:35:31 | 0 | Pcs | 2878121 | 0000 | IDR | General | 0 | 0 | Material | N | N | N | ""
11782 | 910007-0000 | Server NAS | NAS Server | 2021-05-12 15:23:34 | 0 | Pcs | 25095495.5 | 0000 | IDR | General | 0 | 0 | Material | N | N | N | ""
10281 | 820092-0000 | Service AC - isi freon AC | AC service - AC freon refill | 2016-08-09 13:59:29 | 0 | Ls | 1100000 | 0000 | IDR | General | 0 | 0 | Material | N | N | N | ""
10280 | 820091-0000 | Service AC kantor | Office AC service | 2016-08-09 13:57:46 | 0 | Unit | 12730000 | 0000 | IDR | General | 0 | 0 | Material | N | N | N | ""
11297 | 211247-0000 | Service connector for BCC. 150SQmm (SBC 150) | Service connector for BCC. 150SQmm (SBC 150) | 2019-02-11 15:05:44 | 0 | Pcs | 0 | 0000 |  | General | 0 | 14049 | Material | N | N | N | ""
8172 | 424020-0000 | Service DC-SM-F 48 pemasangan Kabel Duct Fiber Optik single mode 48 core G 655 C | Service DC-SM-F 48 installation of single mode 48 core G 655 C Fiber Optic Duct Cable | 2013-07-10 14:15:33 | 0 | Mtr | 0 | 0000 | IDR | General | 0 | 9982 | Material | N | N | N | ""
8507 | 820018-0000 | Service Excavator | Excavator Service | 2013-09-25 19:14:01 | 0 | Ls | 300000 | 0000 | IDR | General | 2225000 | 11319 | Material | N | N | N | ""
11132 | 620022-0000 | Service Genset Deutz 200 kVA | Deutz 200 kVA Generator Service | 2018-07-30 11:33:40 | 0 | Set | 0 | 0000 |  | General | 0 | 0 | Material | N | N | N | ""
11097 | 820099-0000 | SERVICE KURSI | CHAIR SERVICE | 2018-04-23 14:44:19 | 0 | Ls | 16050000 | 0000 | IDR | General | 0 | 0 | Material | N | N | N | ""
10523 | 820097-0000 | Service Mesin Bor Tangan | Hand Drill Machine Service | 2017-03-16 15:38:16 | 0 | Pcs | 10429565 | 0000 | IDR | General | 0 | 0 | Material | N | N | N | ""
9987 | 720033-0000 | Service Mobil | Car Service | 2016-07-26 16:52:56 | 0 | Ls | 692756.76 | 0000 | IDR | General | 0 | 13103 | Material | N | N | N | ""
9885 | 424103-0000 | Service Pemasangan ODF kapasitas 1/4 core dan accessories | ODF installation service with 1/4 core capacity and accessories | 2015-06-15 13:40:16 | 1 | Pcs | 0 | 0000 | IDR | General | 0 | 0 | Material | N | N | N | ""
9886 | 424104-0000 | Service pemasangan ODF kapasitas 1/8 termasuk accessories | ODF installation service with 1/8 capacity including accessories | 2015-06-15 13:42:21 | 1 | Pcs | 20000 | 0000 | IDR | General | 0 | 0 | Material | N | N | N | ""
9516 | 129114-0000 | Service Pondasi Bored Pile Dia. 50cm termasuk Mob Demob, Besi Beton, Mix Design, dan Test Kubus | Bored Pile Foundation Service with a diameter of 50 cm including Mob Demob, Reinforced Concrete, Mix Design, and Cube Test | 2014-10-28 10:50:32 | 0 | Mtr | 341667 | 0000 | IDR | General | 123341978 | 12168 | Material | N | N | N | ""
9517 | 129115-0000 | Service Pondasi Bored Pile Dia. 60cm termasuk Mob Demob, Besi Beton, Mix Design, dan Test Kubus | Bored Pile Foundation Service with a diameter of 60 cm including Mob Demob, Reinforced Concrete, Mix Design, and Cube Test | 2014-10-28 10:51:13 | 0 | Mtr | 380208.33 | 0000 | IDR | General | 160802564.81 | 12168 | Material | N | N | N | ""
9515 | 129113-0000 | Service Pondasi Tower termasuk Mob Demob, Besi Beton, Mix Design, dan Test Kubus | Tower Foundation Services including Mob Demob, Reinforced Concrete, Mix Design, and Cube Testing | 2014-10-28 10:49:47 | 0 | M3 | 1250000 | 0000 | IDR | General | 94474195.45 | 12168 | Material | N | N | N | ""
11392 | 820105-0000 | Service Stringing Equipment | Service Stringing Equipment | 2019-06-17 17:46:44 | 0 | Ls | 18800000 | 0000 | IDR | General | 0 | 0 | Material | N | N | N | ""
10175 | 111357-0000 | Service Transformer Foundation | Service Transformer Foundation | 2016-05-04 09:00:06 | 0 | Unit | 4654403.12 | 0000 | IDR | General | 0 | 0 | Material | N | N | N | ""
9627 | 313110-0000 | Set of clamps, connectors and accessories | Set of clamps, connectors and accessories | 2015-02-02 15:37:28 | 0 | bay | 0 | 0000 | IDR | General | 0 | 12502 | Material | N | N | N | ""
9722 | 323053-0000 | Set of clamps, connectors and accessories | Set of clamps, connectors and accessories | 2015-02-03 09:38:36 | 0 | bay | 2785000 | 0000 | IDR | General | 0 | 12502 | Material | N | N | N | ""
9794 | 313167-0000 | Set of clamps, connectors and accessories for 70 kV | Set of clamps, connectors and accessories for 70 kV | 2015-02-10 10:16:25 | 0 | bay | 0 | 0000 | IDR | General | 0 | 12502 | Material | N | N | N | ""
11056 | 313400-0000 | Set of clamps, connectors and accessories for installation of the Fly Bus | Set of clamps, connectors and accessories for installation of the Fly Bus | 2018-03-16 10:27:25 | 0 | Unit | 540000 | 0000 | IDR | General | 0 | 0 | Material | N | N | N | ""
11057 | 313401-0000 | Set of clamps, connectors and accessories for installation of the line bay as specified | Set of clamps, connectors and accessories for installation of the line bay as specified | 2018-03-16 10:28:51 | 0 | Set | 0 | 0000 |  | General | 0 | 0 | Material | N | N | N | ""
9601 | 313100-0000 | Set of three twin ACCC Copenhagen downleads to substation gantry (exluding low duty inverse insulator sets 120kN normal type) | Set of three twin ACCC Copenhagen downleads to substation gantry (exluding low duty inverse insulator sets 120kN normal type) | 2015-01-27 13:24:59 | 0 | Set | 0 | 0000 | USD | General | 0 | 12510 | Material | N | N | N | ""
11822 | 129427-0000 | Setting Stub Tower | Stub Tower Setting | 2021-08-06 16:01:15 | 0 | Ls | 1500000 | 0000 | IDR | General | 0 | 0 | Material | N | N | N | ""
10897 | 129302-0000 | Setting Stub Tower | Stub Tower Setting | 2017-08-04 16:55:05 | 0 | Kg | 3000000 | 0000 | IDR | General | 0 | 0 | Material | N | N | N | ""
12659 | 129466-0000 | Setting Survey and Installation of Setting Plan Incl BM Stake | Setting Survey and Installation of Setting Plan Incl BM Stake | 2025-06-24 10:58:16 | 0 | Ls | 3125000 | 0000 | IDR | General | 0 | 0 | Material | N | N | N | ""
12759 | 323240-0000 | Sewa Alat Tan Delta / Dissipation Factor Test Set | Tan Delta Equipment Rental / Dissipation Factor Test Set | 2025-10-29 20:11:38 | 0 | Day | 5500000 | 0000 | IDR | General | 0 | 0 | Material | N | N | N | ""
11180 | 620024-0000 | Sewa Bar Bender Ex. Germany | Rent a Bender Bar Ex. Germany | 2018-10-08 17:31:16 | 0 | Mth | 6000000 | 0000 | IDR | General | 0 | 0 | Material | N | N | N | ""
9985 | 129134-0000 | Sewa Concrete Pump | Concrete Pump Rental | 2015-09-01 10:35:37 | 0 | Ls | 3500000 | 0000 | IDR | General | 0 | 0 | Material | N | N | N | ""
11776 | 620031-0000 | Sewa Crane 50 Ton | 50 Ton Crane Rental | 2021-03-11 17:06:59 | 0 | Hr | 10500000 | 0000 | IDR | General | 0 | 0 | Material | N | N | N | ""
10890 | 720041-0000 | Sewa Crane dan Operator | Crane and Operator Rental | 2017-08-04 16:33:01 | 0 | Mth | 5000000 | 0000 | IDR | General | 0 | 0 | Material | N | N | N | ""
10268 | 620009-0000 | Sewa Dispenser | Dispenser Rental | 2016-07-29 10:25:45 | 0 | Unit | 35000 | 0000 | IDR | General | 0 | 0 | Material | N | N | N | ""
9596 | 221017-0000 | Sewa Ecavator | Excavator Rental | 2015-01-16 09:31:58 | 0 | Hr | 2500000 | 0000 | IDR | General | 350000 | 12510 | Material | N | N | N | ""
11385 | 820104-0000 | sewa gondola | gondola rental | 2019-05-03 10:46:10 | 0 | Day | 0 | 0000 |  | General | 0 | 0 | Material | N | N | N | ""
10086 | 820088-0000 | Sewa Hand Phone / Smartphone | Mobile Phone / Smartphone Rental | 2015-11-30 15:40:42 | 0 | Unit | 320000 | 0000 | IDR | General | 0 | 0 | Material | N | N | N | ""
11777 | 620032-0000 | Sewa Hiab Crane 15 Ton | Hiab Crane Rental 15 Ton | 2021-03-11 17:07:54 | 0 | Hr | 3826530.61 | 0000 | IDR | General | 0 | 0 | Material | N | N | N | ""
11307 | 820101-0000 | Sewa Jack Hammer & Kompressor | Jack Hammer & Compressor Rental | 2019-03-01 00:18:04 | 0 | Day | 5130000 | 0000 | IDR | General | 0 | 0 | Material | N | N | N | ""
9163 | 820030-0000; 820038-0000; 820046-0000 | Sewa Kantor | Office Rental | 2014-04-22 14:39:20 | 0 | Yr | 0 | 0000 | IDR | General | 0 | 0 | Material | N | N | N | ""
10085 | 820087-0000 | Sewa Kantor / bulan | Office Rent / month | 2015-11-30 15:33:32 | 0 | Mth | 2000000 | 0000 | IDR | General | 0 | 0 | Material | N | N | N | ""
9899 | 720032-0000 | sewa kendaraan pick up | pickup truck rental | 2015-06-17 15:10:16 | 0 | Mth | 4500000 | 0000 | IDR | General | 0 | 0 | Material | N | N | N | ""
12231 | 720056-0000 | Sewa Mobil 4WD | 4WD Car Rental | 2023-03-26 20:11:58 | 0 | Pc/Month | 4000000 | 0000 | IDR | General | 0 | 0 | Material | N | N | N | ""
11831 | 129428-0000 | Sewa Molen | Concrete Mixer Rental | 2021-09-03 13:55:59 | 0 | Mth | 1000000 | 0000 | IDR | General | 0 | 0 | Material | N | N | N | ""
12712 | 820142-0000 | Sewa Passenger Hoist Cap 2 Ton Single Cage | Rent Passenger Hoist Cap 2 Ton Single Cage | 2025-09-09 16:07:00 | 0 | Mth | 0 | 0000 |  | General | 0 | 0 | Material | N | N | N | ""
12009 | 820110-0000 | Sewa Plat | Plate Rental | 2022-01-07 19:08:06 | 0 | Lbr | 500000 | 0000 | IDR | General | 0 | 0 | Material | N | N | N | ""
11350 | 620028-0000 | Sewa Scaffolding | Scaffolding Rental | 2019-04-15 13:45:06 | 0 | Set | 25000 | 0000 | IDR | General | 0 | 0 | Material | N | N | N | ""
12600 | 620039-0000 | Sewa Total Station | Total Station Rental | 2025-02-25 16:59:09 | 0 | Day | 150000 | 0000 | IDR | General | 0 | 0 | Material | N | N | N | ""
11962 | 720051-0000 | Sewa Trailer | Trailer Rental | 2021-10-29 10:03:37 | 0 | Unit | 0 | 0000 |  | General | 0 | 0 | Material | N | N | N | ""
10162 | 221032-0000 | Sewa Tronton | Tronton Rental | 2016-03-03 08:30:30 | 0 | Kg | 75 | 0000 | IDR | General | 0 | 0 | Material | N | N | N | ""
10163 | 221033-0000 | Sewa Tronton | Tronton Rental | 2016-03-03 08:33:37 | 0 | Unit | 2500000 | 0000 | IDR | General | 0 | 13407 | Material | N | N | N | ""
12378 | 720061-0000 | Sewa Truck Crane 5 Ton | 5 Ton Truck Crane Rental | 2024-05-20 10:14:37 | 0 | Hr | 0 | 0000 |  | General | 0 | 0 | Material | N | N | N | ""
12377 | 720060-0000 | Sewa Truck Crane 8 Ton | 8 Ton Truck Crane Rental | 2024-05-20 10:13:54 | 0 | Hr | 500000 | 0000 | IDR | General | 0 | 0 | Material | N | N | N | ""
10214 | 720038-0000 | Sewa Truck Engkel | Single Truck Rental | 2016-06-13 11:19:04 | 0 | Mth | 15306122 | 0000 | IDR | General | 0 | 0 | Material | N | N | N | ""
11702 | 611179-0000 | SF6 Density Meter | SF6 Density Meter | 2020-12-01 17:03:28 | 0 | Set | 12500000 | 0000 | IDR | General | 0 | 0 | Material | Y | N | N | ""
12723 | 413221-0000 | SFP STM-4 Optical Module, 80 km | SFP STM-4 Optical Module, 80 km | 2025-09-29 17:24:44 | 0 | Set | 5100000 | 0000 | IDR | General | 0 | 0 | Material | N | N | N | ""
11924 | 211394-0000 | SG 14 shank | SG 14 shank | 2021-10-13 16:29:27 | 0 | Pcs | 3100000 | 0000 | IDR | General | 0 | 0 | Material | N | N | N | ""
11925 | 211395-0000 | SG 2 Extension | SG 2 Extension | 2021-10-13 16:31:59 | 0 | Pcs | 3280000 | 0000 | IDR | General | 0 | 0 | Material | N | N | N | ""
11923 | 211393-0000 | SG 3 RADIUS TIP | SG 3 Radius Tip | 2021-10-13 16:26:42 | 0 | Pcs | 3710000 | 0000 | IDR | General | 0 | 0 | Material | N | N | N | ""
11926 | 211396-0000 | SG 4 Coupler | SG 4 Coupler | 2021-10-13 16:36:50 | 0 | Pcs | 2300000 | 0000 | IDR | General | 0 | 0 | Material | N | N | N | ""
11922 | 211392-0000 | SGC 14 DRIVING STEEL SET | SGC 14 Driving Steel Set | 2021-10-13 16:13:38 | 0 | Set | 1512.73 | 0000 | USD | General | 0 | 0 | Material | N | N | N | ""
11239 | 211190-0000 | Shackle 6.5 Ton | Shackle 6.5 Ton | 2019-01-18 15:52:24 | 0 | Pcs | 297500 | 0000 | IDR | General | 0 | 0 | Material | N | N | N | ""
11947 | 211402-0000 | Shackle D 12 mm | Shackle D 12 mm | 2021-10-19 21:22:51 | 0 | Pcs | 50000 | 0000 | IDR | General | 0 | 0 | Material | N | N | N | ""
11948 | 211403-0000 | Shackle D 16 mm | Shackle D 16 mm | 2021-10-19 21:23:50 | 0 | Pcs | 75000 | 0000 | IDR | General | 0 | 0 | Material | N | N | N | ""
10481 | 610012-TSE0 | Shackle D 34 MM 30 Kn | Shackle D 34 MM 30 Kn | 2016-12-21 21:38:40 | 0 | Pcs | 83306.52 | TSE0 | IDR | TSE | 0 | 0 | Material | N | N | N | ""
10480 | 610011-TSE0 | Shackle D 38 Mm 50 Kn | Shackle D 38 mm 50 kn | 2016-12-21 21:36:51 | 0 | Pcs | 136000 | TSE0 | IDR | TSE | 0 | 0 | Material | N | N | N | ""
9690 | 111324-0000 | Shielding Mesh | Shielding Mesh | 2015-02-02 18:32:22 | 0 | Unit | 0 | 0000 | IDR | General | 0 | 12502 | Material | N | N | N | ""
10863 | 313329-0000 | Shielding wire as per-TPG for Switcyard and Transformer Area | Shielding wire as per-TPG for Switchyard and Transformer Area | 2017-08-04 11:07:48 | 0 | Mtr | 0 | 0000 |  | General | 0 | 0 | Material | N | N | N | ""
11460 | 211263-0000 | shock skun | shock absorber | 2019-08-20 11:20:06 | 0 | Pcs | 1200 | 0000 | IDR | General | 0 | 0 | Material | N | N | N | ""
10703 | 323162-0000 | Siar Rata 1/2 | Broadcast Average 1/2 | 2017-08-03 17:47:47 | 0 | M2 | 0 | 0000 |  | General | 0 | 0 | Material | N | N | N | ""
12795 | 313802-0000 | Signal Horn HPT 110 VDC | Signal Horn HPT 110 VDC | 2025-11-26 07:28:38 | 0 | Unit | 979000 | 0000 | IDR | General | 0 | 0 | Material | N | N | N | ""
9473 | 111304-0000 | Sika Bone | Sika Bone | 2014-09-11 16:16:04 | 0 | Kg | 70000 | 0000 | IDR | General | 350000 | 11696 | Material | N | N | N | ""
11508 | 111547-0000 | Sika grout | Sika grout | 2019-09-17 14:09:38 | 0 | Zak | 77000 | 0000 | IDR | General | 0 | 0 | Material | N | N | N | ""
11622 | 211306-0000 | Sikagrout 215 | Sikagrout 215 | 2020-05-03 12:17:53 | 0 | Zak | 132432 | 0000 | IDR | General | 0 | 0 | Material | N | N | N | ""
11632 | 313513-0000 | Singgle jumper tension set for ACCC Lisbon 310 mm, suspension clamp, armor rods, w/o disk insulator | Single jumper tension set for ACCC Lisbon 310 mm, suspension clamp, armor rods, w/o disk insulator | 2020-07-22 15:47:15 | 0 | Set | 1731113 | 0000 | IDR | General | 0 | 0 | Material | N | N | N | ""
11629 | 313510-0000 | Singgle tenseion set for ACCC Lisbon 310 mm, deand end clamp, arching horn, w/o disk insulator | Single tenseion set for ACCC Lisbon 310 mm, head and end clamp, arching horn, w/o disk insulator | 2020-07-22 15:38:23 | 0 | Set | 9274688 | 0000 | IDR | General | 0 | 0 | Material | N | N | N | ""
11631 | 313512-0000 | Singgle tension inverted set for ACCC Lisbon 310 mm, dead end clamp, arching horn, w/o disk insulator | Single tension inverted set for ACCC Lisbon 310 mm, dead end clamp, arching horn, w/o disk insulator | 2020-07-22 15:44:51 | 0 | Set | 9433164 | 0000 | IDR | General | 0 | 0 | Material | N | N | N | ""
12591 | 313730-0000 | Single Grounding Clamp 150mm | Single Grounding Clamp 150mm | 2025-02-14 16:31:26 | 0 | Pcs | 90000 | 0000 | IDR | General | 0 | 0 | Material | N | N | N | ""
9929 | 313180-0000 | single Jumper Suspension String for Conductor 2xTACSR 410 UTS 210kN | single Jumper Suspension String for Conductor 2xTACSR 410 UTS 210kN | 2015-06-19 16:04:45 | 0 | Set | 1451000 | 0000 | IDR | General | 0 | 0 | Material | N | N | N | ""
11315 | 611122-0000 | Single Mesh Shock Joint 17-29 mm | Single Mesh Shock Joint 17-29 mm | 2019-03-25 09:44:55 | 0 | Pcs | 1350000 | 0000 | IDR | General | 0 | 0 | Material | N | N | N | ""
9662 | 313145-0000 | Single Phase Neutral CT for 150 kV side class X, 150-300/1A complete with clamps for restricted eart faulth protection suitable for mounting outdoor on Transformer tank can be put inside the 20 kV Neutral Resistor Cubicle. | Single Phase Neutral CT for 150 kV side class | 2015-02-02 17:52:00 | 0 | Unit | 86250000 | 0000 | IDR | General | 0 | 12502 | Material | N | N | N | ""
9664 | 313147-0000 | Single Phase Neutral CT for 70 kV side class 5P20, 600-300/1A complete with clamps for Neutral eart faulth protection suitable for mounting outdoor on Transformer tank can be put inside the 20 kV Neutral Resistor Cubicle | Single Phase Neutral CT for 70 kV side class 5P20, 600-300/1A complete with clamps for Neutral eart faulth protection suitable for mounting outdoor on Transformer tank can be put inside the 20 kV Neutral Resistor Cubicle | 2017-09-25 10:59:16 | 0 | Unit | 0 | 0000 | USD | General | 0 | 12502 | Material | N | N | N | ""
9663 | 313146-0000 | Single Phase Neutral CT for 70 kV side class X, 300-600/1A complete with clamps for restricted eart faulth protection suitable for mounting outdoor on Transformer tank. | Single Phase Neutral CT for 70 kV side class | 2015-02-02 17:53:10 | 0 | Unit | 0 | 0000 | USD | General | 0 | 12502 | Material | N | N | N | ""
12706 | 313759-0000 | Single Pole Switch | Single Pole Switch | 2025-08-15 18:35:13 | 0 | Pcs | 16000 | 0000 | IDR | General | 0 | 0 | Material | N | N | N | ""
11409 | 611154-0000 | single pump | single pump | 2019-07-15 16:47:38 | 0 | Set | 0 | 0000 |  | General | 0 | 0 | Material | N | N | N | ""
11210 | 211183-0000; 211182-0000 | SINGLE SUSPENSION 1x300mm2, 16 mm COUPLE,W/ SUSP CLAMP,U-BOLT | SINGLE SUSPENSION 1x300mm2, 16 mm COUPLE,W/ SUSP CLAMP,U-BOLT | 2018-12-03 10:24:18 | 0 | Set | 0 | 0000 |  | General | 0 | 0 | Material | N | N | N | ""
11208 | 211181-0000 | SINGLE SUSPENSION 2xAAC LUPINE,16 mm COUPLE,W/ SUSP CLAMP,U-BOLT | SINGLE SUSPENSION 2xAAC LUPINE,16 mm COUPLE,W/ SUSP CLAMP,U-BOLT | 2018-12-03 10:22:12 | 0 | Set | 2643075 | 0000 | IDR | General | 0 | 0 | Material | N | N | N | ""
10577 | 313275-0000 | Single suspension jumper insulator string set 120 kN with fog type | Single suspension jumper insulator string set 120 kN with fog type | 2017-03-27 18:44:09 | 0 | Set | 1081914 | 0000 | IDR | General | 0 | 0 | Material | N | N | N | ""
9608 | 313107-0000 | Single suspension jumper insulator string set 120kN min 4250mm creepage distance for HTLS Helsinki | Single suspension jumper insulator string set 120kN min 4250mm creepage distance for HTLS Helsinki | 2015-01-27 13:30:35 | 0 | Set | 1576250 | 0000 | IDR | General | 0 | 12510 | Material | N | N | N | ""
8553 | 313029-0000 | Single suspension string set 120 kN | Single suspension string set 120 kN | 2013-10-03 23:55:37 | 0 | Set | 0 | 0000 | IDR | General | 0 | 11132 | Material | N | N | N | ""
12322 | 313602-0000 | Single Suspension String Set 120 kN For Conductor 1 x ACSR 250mm2 | Single Suspension String Set 120 kN For Conductor 1 x ACSR 250mm2 | 2024-04-27 09:54:45 | 0 | Set | 1694057 | 0000 | IDR | General | 0 | 0 | Material | N | N | N | ""
12382 | 313628-0000 | Single suspension string set for 1xAAC Lupine 1267 Sqmm, 120kN, w/o insulator, envelope type | Single suspension string set for 1xAAC Lupine 1267 Sqmm, 120kN, w/o insulator, envelope type | 2024-05-23 09:13:58 | 0 | Set | 3013250 | 0000 | IDR | General | 0 | 0 | Material | N | N | N | ""
10915 | 211137-0000 | Single Suspension String Set for ACSR Hawk 240/40 sq.mm | Single Suspension String Set for ACSR Hawk 240/40 sq.mm | 2017-08-04 17:37:55 | 0 | Pcs | 1212236 | 0000 | IDR | General | 0 | 0 | Material | N | N | N | ""
11826 | 211335-0000 | Single Suspension Stringset for Conductor 2xTACSR 410 | Single Suspension Stringset for Conductor 2xTACSR 410 | 2021-09-01 08:21:32 | 0 | Set | 2025465 | 0000 | IDR | General | 0 | 0 | Material | N | N | N | ""
10875 | 313341-0000 | Single Suspention insulator | Single Suspension Insulator | 2017-08-04 11:16:31 | 0 | Pcs | 0 | 0000 |  | General | 0 | 0 | Material | N | N | N | ""
10872 | 313338-0000 | Single Suspention insulator set | Single Suspension insulator set | 2017-08-04 11:15:00 | 0 | Set | 2220413 | 0000 | IDR | General | 0 | 0 | Material | N | N | N | ""
11207 | 211180-0000 | SINGLE TENSION 1xAAC 300mm2,16 mm COUPLE,W/ CCDE,U-BOLT | SINGLE TENSION 1xAAC 300mm2.16 mm COUPLE,W/ CCDE,U-BOLT | 2018-12-03 10:21:22 | 0 | Set | 0 | 0000 |  | General | 0 | 0 | Material | N | N | N | ""
11206 | 211179-0000 | SINGLE TENSION 1xAAC 300mm2,16 mm COUPLE,W/ CCDE,U-BOLT,TURNBUCKLE | SINGLE TENSION 1xAAC 300mm2,16 mm COUPLE,W/ CCDE,U-BOLT,TURNBUCKLE | 2018-12-03 10:19:14 | 0 | Set | 0 | 0000 |  | General | 0 | 0 | Material | N | N | N | ""
11205 | 211178-0000 | SINGLE TENSION 1xAAC 630mm2,16 mm COUPLE,W/ CCDE,U-BOLT | SINGLE TENSION 1xAAC 630mm2.16 mm COUPLE,W/ CCDE,U-BOLT | 2018-12-03 10:18:07 | 0 | Set | 2742984 | 0000 | IDR | General | 0 | 0 | Material | N | N | N | ""
11204 | 211177-0000 | SINGLE TENSION 1xAAC 630mm2,16 mm COUPLE,W/ CCDE,U-BOLT,TURNBUCKLE | SINGLE TENSION 1xAAC 630mm2.16 mm COUPLE,W/ CCDE,U-BOLT,TURNBUCKLE | 2018-12-03 10:17:18 | 0 | Set | 3391551 | 0000 | IDR | General | 0 | 0 | Material | N | N | N | ""
11203 | 211176-0000 | SINGLE TENSION 2xAAC LUPINE,16 mm COUPLE,W/ CCDE,U-BOLT | SINGLE TENSION 2xAAC LUPINE,16 mm COUPLE,W/ CCDE,U-BOLT | 2018-12-03 10:16:27 | 0 | Set | 2329425 | 0000 | IDR | General | 0 | 0 | Material | N | N | N | ""
11202 | 211175-0000 | SINGLE TENSION 2xAAC LUPINE,16 mm COUPLE,W/ CCDE,U-BOLT,TURNBUCKLE | SINGLE TENSION 2xAAC LUPINE,16 mm COUPLE,W/ CCDE,U-BOLT,TURNBUCKLE | 2018-12-03 10:15:03 | 0 | Set | 0 | 0000 |  | General | 0 | 0 | Material | N | N | N | ""
12168 | 211440-0000 | Single Tension GSW 70mm2 | Single Tension GSW 70mm2 | 2022-10-06 17:09:49 | 0 | Set | 0 | 0000 |  | General | 0 | 0 | Material | N | N | N | ""
10578 | 313276-0000 | Single tension inverse insulator string set 120 kN with fog type | Single tension inverse insulator string set 120 kN with fog type | 2017-03-27 18:45:12 | 0 | Set | 3645059.21 | 0000 | IDR | General | 0 | 0 | Material | N | N | N | ""
9607 | 313106-0000 | Single tension inverse insulator string set 120kN min 4250mm creepage distance for HTLS 2x1000A (ACCC) | Single tension inverse insulator string set 120kN min 4250mm creepage distance for HTLS 2x1000A (ACCC) | 2015-01-27 13:29:54 | 0 | Set | 1354500 | 0000 | IDR | General | 0 | 12510 | Material | N | N | N | ""
11054 | 313399-0000 | Single tension inverse insulator string set 210 kN with fog type | Single tension inverse insulator string set 210 kN with fog type | 2018-03-09 10:30:19 | 0 | Set | 4271800 | 0000 | IDR | General | 0 | 0 | Material | N | N | N | ""
12326 | 313606-0000; 313651-0000 | Single Tension Inverse String Set 120 kN For Conductor 1 x ACSR 250mm2 | Single Tension Inverse String Set 120 kN For Conductor 1 x ACSR 250mm2 | 2024-04-27 10:17:52 | 0 | Set | 1641663 | 0000 | IDR | General | 0 | 0 | Material | N | N | N | ""
10814 | 313296-0000 | Single tension inverted set lengkap clamp, arching horn, untuk 1 x ACSR 240/40 mm | Single tension inverted complete set clamp, arching horn, for 1 x ACSR 240/40 mm | 2017-08-04 09:40:10 | 0 | Set | 3422160 | 0000 | IDR | General | 0 | 0 | Material | N | N | N | ""
8554 | 313030-0000 | Single Tension string set 120 kN | Single Tension string set 120 kN | 2013-10-07 09:34:16 | 0 | Set | 1277970 | 0000 | IDR | General | 113.58 | 11132 | Material | N | N | N | ""
12440 | 313653-0000 | Single Tension String Set 120 kN for 1 x AAC Lupine 1267 Sqmm | Single Tension String Set 120 kN for 1 x AAC Lupine 1267 Sqmm | 2024-08-28 19:39:09 | 0 | Set | 2329425 | 0000 | IDR | General | 0 | 0 | Material | N | N | N | ""
11042 | 313391-0000 | Single tension string set 120 kN with fog type | Single tension string set 120 kN with fog type | 2018-02-21 16:41:41 | 0 | Set | 3030100.55 | 0000 | IDR | General | 0 | 0 | Material | N | N | N | ""
12380 | 313626-0000 | Single tension string set for 1xAAC Lupine 1267 Sqmm, 120kN, w/o insulator, without turnbuckle, compression type | Single tension string set for 1xAAC Lupine 1267 Sqmm, 120kN, w/o insulator, without turnbuckle, compression type | 2024-05-23 09:04:36 | 0 | Set | 2329425 | 0000 | IDR | General | 0 | 0 | Material | N | N | N | ""
10917 | 211139-0000 | Single Tension String Set for ACSR Hawk 240/40 sq.mm | Single Tension String Set for ACSR Hawk 240/40 sq.mm | 2017-08-04 17:39:40 | 0 | Set | 1275113 | 0000 | IDR | General | 0 | 0 | Material | N | N | N | ""
11046 | 313395-0000 | Single Tension string single conduktor TAL 1000 complit with arching horn | Single Tension string single conductor TAL 1000 complete with arching horn | 2018-03-01 17:15:55 | 0 | Set | 126.5 | 0000 | USD | General | 0 | 13648 | Material | N | N | N | ""
11827 | 211336-0000 | Single Tension Stringset for Conductor 2xTACSR 410 | Single Tension Stringset for Conductor 2xTACSR 410 | 2021-09-01 08:22:16 | 0 | Set | 3306160 | 0000 | IDR | General | 0 | 0 | Material | N | N | N | ""
12351 | 323214-0000 | Sistem Test (uji energize, uji tak berbeban, dan berbeban) | Test System (energize test, no-load test, and loaded test) | 2024-05-16 15:54:12 | 0 | lot | 0 | 0000 |  | General | 0 | 0 | Material | N | N | N | ""
9308 | 521006-0000 | Sitac - Pembebasan Lahan | Sitac - Land Acquisition | 2014-06-09 11:50:37 | 0 | Pcs | 7058824 | 0000 | IDR | General | 0 | 11683 | Material | N | N | N | ""
10519 | 129183-0000 | Site Clearing | Site Clearing | 2017-02-16 14:24:27 | 0 | Ls | 150000 | 0000 | IDR | General | 0 | 0 | Material | N | N | N | ""
9691 | 129117-0000 | Site Clearing | Site Clearing | 2015-02-02 18:35:36 | 0 | M2 | 36458.34 | 0000 | IDR | General | 6250 | 12502 | Material | N | N | N | ""
8146 | 820002-0000 | Site Office Rent/Warehouse | Site Office Rent/Warehouse | 2013-07-04 10:37:05 | 0 | Ls | 1666666.67 | 0000 | IDR | General | 3000000 | 9982 | Material | N | N | N | ""
9584 | 820065-0000 | Site Office Utilities/Site Office Furniture | Site Office Utilities/Site Office Furniture | 2014-12-09 14:02:59 | 0 | Ls | 560542.34 | 0000 | IDR | General | 4655000 | 12200 | Material | N | N | N | ""
9471 | 424075-0000 | Site Preparation (Material and Services) | Site Preparation (Materials and Services) | 2014-09-11 16:13:00 | 0 | Ls | 5000000 | 0000 | IDR | General | 3210100 | 11696 | Material | N | N | N | ""
12356 | 820130-0000 | Site Storage | Site Storage | 2024-05-16 16:44:20 | 0 | M2 | 0 | 0000 |  | General | 0 | 0 | Material | N | N | N | ""
9425 | 521007-0000 | Site Survey (SITAC) | Site Survey (SITAC) | 2014-09-02 09:45:51 | 0 | Ls | 766366 | 0000 | IDR | General | 0 | 11694 | Material | N | N | N | ""
12394 | 313636-0000 | Skun 150 mm | Skun 150 mm | 2024-05-23 11:06:56 | 0 | Pcs | 21306.57 | 0000 | IDR | General | 0 | 0 | Material | N | N | N | ""
11542 | 211269-0000 | skun 50mm | 50mm skun | 2019-11-04 16:09:50 | 0 | Pcs | 8500 | 0000 | IDR | General | 0 | 0 | Material | N | N | N | ""
11548 | 211270-0000 | skun grounding | grounding skun | 2019-11-15 17:25:09 | 0 | Pcs | 22000 | 0000 | IDR | General | 0 | 0 | Material | N | N | N | ""
11589 | 211280-0000 | Skun Grounding AL 70 M 12 | Grounding Skun AL 70 M 12 | 2020-04-01 16:02:19 | 0 | Pcs | 12000 | 0000 | IDR | General | 0 | 0 | Material | N | N | N | ""
11318 | 313451-0000 | Skun Plat 2.5 mm | 2.5 mm Plate Skun | 2019-03-26 13:38:29 | 0 | Bks | 60000 | 0000 | IDR | General | 0 | 0 | Material | N | N | N | ""
11319 | 313452-0000 | Skun Plat 4 mm | 4 mm Plate Skun | 2019-03-26 13:57:13 | 0 | Bks | 70000 | 0000 | IDR | General | 0 | 0 | Material | N | N | N | ""
11320 | 313453-0000 | Skun Plat 6 mm | 6 mm Plate Skun | 2019-03-26 13:58:12 | 0 | Bks | 86000 | 0000 | IDR | General | 0 | 0 | Material | N | N | N | ""
11321 | 313454-0000 | Skun Ring 2.5 mm | Skun Ring 2.5 mm | 2019-03-26 13:59:11 | 0 | Bks | 43000 | 0000 | IDR | General | 0 | 0 | Material | N | N | N | ""
11322 | 313455-0000 | Skun Ring 4 mm | 4 mm Ring Skun | 2019-03-26 14:00:00 | 0 | Bks | 50000 | 0000 | IDR | General | 0 | 0 | Material | N | N | N | ""
11323 | 313456-0000 | Skun Ring 6 mm | 6 mm Ring Skun | 2019-03-26 14:00:40 | 0 | Bks | 51000 | 0000 | IDR | General | 0 | 0 | Material | N | N | N | ""
11906 | 211383-0000 | Sledge Hammer 10 LB | Sledge Hammer 10 LB | 2021-09-23 21:23:20 | 0 | Pcs | 267350 | 0000 | IDR | General | 0 | 0 | Material | N | N | N | ""
10482 | 610001-LKL0 | Sling 16 MM For Tower and Trafes | Sling 16 MM For Tower and Trafes | 2016-12-21 21:40:27 | 0 | Pcs | 0 | LKL0 |  | Lokal | 0 | 0 | Material | N | N | N | ""
11927 | 211397-0000 | Sling Endless Round | Endless Round Sling | 2021-10-13 16:40:33 | 0 | Pcs | 0 | 0000 |  | General | 0 | 0 | Material | N | N | N | ""
9697 | 111328-0000 | Slope protection (stone masonry) | Slope protection (stone masonry) | 2015-02-02 18:42:45 | 0 | M3 | 950000 | 0000 | IDR | General | 0 | 12502 | Material | N | N | N | ""
9312 | 611035-0000 | Smart Phone Lenovo | Lenovo Smartphone | 2014-06-11 13:45:10 | 0 | Pcs | 1256000 | 0000 | IDR | General | 2950000 | 11683 | Material | N | N | N | ""
9822 | 611040-0000 | Smartphone | Smartphone | 2015-02-24 13:43:31 | 0 | Pcs | 1799000 | 0000 | IDR | General | 2000000 | 12638 | Material | N | N | N | ""
12022 | 611281-0000 | Snatch Block Double 2 T | Snatch Block Double 2 T | 2022-01-09 12:25:48 | 0 | Pcs | 611351 | 0000 | IDR | General | 0 | 0 | Material | N | N | N | ""
12091 | 611298-0000 | Snatch Block Double 5 T | Snatch Block Double 5 T | 2022-04-18 08:56:18 | 0 | Pcs | 3500000 | 0000 | IDR | General | 0 | 0 | Material | N | N | N | ""
11400 | 611147-0000 | Snatch Block Single 1 T | Snatch Block Single 1 T | 2019-07-08 15:04:57 | 0 | Pcs | 160000 | 0000 | IDR | General | 0 | 0 | Material | N | N | N | ""
12021 | 611280-0000 | Snatch Block Single 2 T | Snatch Block Single 2 T | 2022-01-09 12:24:45 | 0 | Pcs | 418181.82 | 0000 | IDR | General | 0 | 0 | Material | N | N | N | ""
10476 | 610009-TSE0 | Snatch Block Single 3 T | Snatch Block Single 3 T | 2016-12-21 21:26:09 | 0 | Pcs | 727272.73 | TSE0 | IDR | TSE | 0 | 0 | Material | N | N | N | ""
11985 | 611253-0000 | Snatch Block Single 5 T | Snatch Block Single 5 T | 2021-12-07 13:14:25 | 0 | Unit | 0 | 0000 |  | General | 0 | 0 | Material | N | N | N | ""
7692 | 210023-CLIP | Sock pipa 20 mm | 20 mm pipe sock |  | 0 | Mtr | 100000 | Clips | IDR | "" | 0 | 0 | Material | N | N | N
10947 | 611114-0000 | Socket (Monitor X2, Controller X4, ECM X4 & Dioda ) | Socket (Monitor X2, Controller X4, ECM X4 & Diode) | 2017-09-11 16:56:02 | 0 | Set | 6500000 | 0000 | IDR | General | 0 | 0 | Material | N | N | N | ""
12485 | 313671-0000; 313686-0000 | Socket 1P N 16 A | Socket 1P N 16 A | 2024-11-07 14:25:32 | 0 | Unit | 0 | 0000 |  | General | 0 | 0 | Material | N | N | N | ""
10433 | 211113-0000 | Socket Clevis | Socket Clevis | 2016-11-29 09:32:40 | 0 | Pcs | 457500 | 0000 | IDR | General | 0 | 0 | Material | N | N | N | ""
12120 | 211425-0000 | Socket Eye | Socket Eye | 2022-07-08 14:49:04 | 0 | Pcs | 8.55 | 0000 | USD | General | 0 | 0 | Material | N | N | N | ""
10283 | 413184-0000 | Socket HDPE | HDPE Socket | 2016-08-24 11:06:10 | 0 | Pcs | 85000 | 0000 | IDR | General | 35000 | 13139 | Material | N | N | N | ""
12499 | 313685-0000 | Socket Plug 3P N PE 16A | Socket Plug 3P N PE 16A | 2024-11-07 15:24:07 | 0 | Unit | 690000 | 0000 | IDR | General | 0 | 0 | Material | N | N | N | ""
11696 | 310001-OMRN | socket relay/timer 10 A 8 pin | 10 A 8 pin relay/timer socket | 2020-11-05 15:19:00 | 0 | Pcs | 34000 | OMRN | IDR | Omron | 0 | 0 | Material | N | N | N | ""
11697 | 310002-OMRN | socket relay/timer 7 A 8 pin | 7 A 8 pin relay/timer socket | 2020-11-05 15:21:12 | 0 | Pcs | 74000 | OMRN | IDR | Omron | 0 | 0 | Material | N | N | N | ""
8710 | 313037-0000 | Soen Vynil 25mm | 25mm Vinyl Film | 2013-10-23 10:08:11 | 0 | Pcs | 5000 | 0000 | IDR | General | 5000 | 11366 | Material | N | N | N | ""
11128 | 129348-0000 | Soil Boring Diameter 40 cm | Soil Boring Diameter 40 cm | 2018-06-07 10:38:58 | 0 | Mtr | 0 | 0000 |  | General | 0 | 0 | Material | N | N | N | ""
11129 | 129349-0000 | Soil Boring Diameter 60 cm | Soil Boring Diameter 60 cm | 2018-06-07 10:40:43 | 0 | Mtr | 0 | 0000 |  | General | 0 | 0 | Material | N | N | N | ""
8563 | 129022-0000 | Soil investigation (sondir) in tower location | Soil investigation (sondir) in tower location | 2013-10-04 00:10:42 | 0 | ea | 2500000 | 0000 | IDR | General | 0 | 11132 | Material | N | N | N | ""
8595 | 129026-0000 | Soil Investigation Test and Report by Dynamic Cone Penetrometer Test (Sondir) | Soil Investigation Test and Report by Dynamic Cone Penetrometer Test (Sondir) | 2013-10-04 08:17:46 | 0 | ea | 1000000 | 0000 | IDR | General | 1500000 | 11132 | Material | N | N | N | ""
8562 | 129021-0000 | Soil Investigation Test and Report by Soil Borings, Undistrub Sampling and Laboratory Test | Soil Investigation Test and Report by Soil Borings, Undisstrub Sampling and Laboratory Test | 2013-10-04 00:08:14 | 0 | ea | 35000000 | 0000 | IDR | General | 0 | 11132 | Material | N | N | N | ""
9709 | 111338-0000 | Soil test (SPT,DCPT, Coredrilling, Test Lab) and report | Soil test (SPT, DCPT, Coredrilling, Test Lab) and report | 2015-02-02 18:57:12 | 0 | Set | 250000 | 0000 | IDR | General | 250000 | 12502 | Material | N | N | N | ""
9708 | 129121-0000 | Soil test investigation for switchyard SPT, DCPT, Core Drilling and Test Lab | Soil test investigation for switchyard SPT, DCPT, Core Drilling and Test Lab | 2015-02-02 18:55:38 | 0 | Ls | 900000 | 0000 | IDR | General | 0 | 12502 | Material | N | N | N | ""
9077 | 710003-0000 | Solar (BBM) | Diesel (fuel) | 2014-03-07 10:20:15 | 0 | Ltr | 13900 | 0000 | IDR | General | 0 | 11793 | Material | N | N | N | ""
9894 | 129128-0000 | Sorting Tower Material | Sorting Tower Material | 2016-09-15 17:16:29 | 0 | Kg | 100 | 0000 | IDR | General | 0 | 13123 | Material | N | N | N | ""
12222 | 111647-0000 | Spacer Decking HDPC | HDPC Decking Spacer | 2023-03-25 16:05:55 | 0 | Pcs | 1785.71 | 0000 | IDR | General | 0 | 0 | Material | N | N | N | ""
11301 | 313449-0000 | Spacer for 2xAAAC 630SQmm | Spacer for 2xAAAC 630SQmm | 2019-02-12 18:44:51 | 0 | Pcs | 11.41 | 0000 | USD | General | 0 | 14049 | Material | N | N | N | ""
11383 | 313476-0000 | Spacer for 2xAAAC 630SQmm,cc 200 | Spacer for 2xAAAC 630SQmm,cc 200 | 2019-04-30 17:46:18 | 0 | Pcs | 13072 | 0000 | KRW | General | 0 | 1237 | Material | N | N | N | ""
11285 | 211235-0000 | Spacer for 2xAAC Lupine 1267SQmm, cc 200 | Spacer for 2xAAC Lupine 1267SQmm, cc 200 | 2019-02-11 14:54:49 | 0 | Pcs | 367200 | 0000 | IDR | General | 0 | 0 | Material | N | N | N | ""
12840 | 313838-0000 | Spacer for TAL 660 sqmm | Spacer for TAL 660 sqmm | 2025-12-07 13:11:10 | 0 | Pcs | 296550 | 0000 | IDR | General | 0 | 0 | Material | N | N | N | ""
10988 | 313377-0000 | Spacer for TAL 660 SQmm to TAL 660SQmm | Spacer for TAL 660 SQmm to TAL 660SQmm | 2017-09-26 11:59:13 | 0 | Pcs | 10.94 | 0000 | USD | General | 0 | 13226 | Material | N | N | N | ""
12363 | 313624-0000 | Spacer For TAL 850mm2 | Spacer For TAL 850mm2 | 2024-05-17 21:56:32 | 0 | Pcs | 322650 | 0000 | IDR | General | 0 | 0 | Material | N | N | N | ""
11466 | 611158-0000 | Span Skur | Span Skur | 2019-08-21 20:50:49 | 0 | Pcs | 98000 | 0000 | IDR | General | 0 | 0 | Material | N | N | N | ""
9808 | 413132-0000 | Span Wartel M10 | Span Wartel M10 | 2015-02-14 12:51:39 | 0 | Pcs | 0 | 0000 | IDR | General | 0 | 12502 | Material | N | N | N | ""
8697 | 413047-0000 | Span Wartel M12 | Span Wartel M12 | 2013-10-17 09:44:09 | 0 | ea | 45000 | 0000 | IDR | General | 0 | 11366 | Material | N | N | N | ""
10060 | 413154-0000 | Span Wartel M16 | Span Wartel M16 | 2015-11-19 12:10:22 | 0 | Pcs | 19000 | 0000 | IDR | General | 0 | 0 | Material | N | N | N | ""
11006 | 413198-0000 | Span Wartel M20 | Span Wartel M20 | 2017-10-18 10:48:36 | 0 | Pcs | 40000 | 0000 | IDR | General | 0 | 40000 | Material | N | N | N | ""
8696 | 413046-0000 | Span wartel M6 | M6 telephone booth span | 2016-08-24 11:13:45 | 0 | ea | 0 | 0000 | IDR | General | 6000 | 13139 | Material | N | N | N | ""
8709 | 413050-0000 | Span Wartel M8 | Span Wartel M8 | 2013-10-22 14:36:58 | 0 | ea | 7500 | 0000 | IDR | General | 0 | 11366 | Material | N | N | N | ""
11699 | 211320-0000 | Spandek | spandex | 2020-11-20 13:17:08 | 0 | Lbr | 126126.13 | 0000 | IDR | General | 0 | 0 | Material | N | N | N | ""
11226 | 810077-0000; 810024-0000; 111285-0000 | Spanduk | Banner | 2018-12-11 14:18:03 | 0 | Pcs | 2025000 | 0000 | IDR | General | 0 | 0 | Material | N | N | N | ""
12639 | 313741-0000 | Spare Capacitor For 25 MVAR Bank | Spare Capacitor For 25 MVAR Bank | 2025-05-20 16:14:43 | 0 | Unit | 0 | 0000 |  | General | 0 | 0 | Material | N | N | N | ""
8549 | 313025-0000; 313229-0000 | Spiral Vibration Damper | Spiral Vibration Damper | 2016-05-04 10:52:56 | 0 | Pcs | 103765 | 0000 | IDR | General | 0 | 11132 | Material | N | N | N | ""
12196 | 820116-0000 | Spirometri | Spirometry | 2023-03-15 19:18:52 | 0 | ea | 98035.22 | 0000 | IDR | General | 0 | 0 | Material | N | N | N | ""
7704 | 210035-0000 | Splice assembly (PLN conductor accessories) | Splice assembly (PLN conductor accessories) |  | 0 | Set | 0 | Gener | "" | "" | 0 | 0 | Material | N | N | N
8143 | 411014-0000 | Splice Sleeve | Splice Sleeve |  | 0 | Core | 0 | 0000 |  |  | 0 | 0 |  | N | N | N
8768 | 611017-0000 | Splicer | Splicer | 2013-11-18 16:06:19 | 0 | Pcs | 75000 | 0000 | IDR | General | 23000000 | 11116 | Material | N | N | N | ""
9879 | 424101-0000 | Splicing FO per Splitetter (2 splicing dan 12 splicing per OTB 12 ) | FO splicing per Splitetter (2 splicing and 12 splicing per OTB 12 ) | 2015-04-22 11:03:10 | 0 | Core | 35000 | 0000 | IDR | General | 0 | 0 | Material | N | N | N | ""
10617 | 610001-DOFG | Splicing sleeve protector, J500B, PN17204 | Splicing sleeve protector, J500B, PN17204 | 2017-12-07 11:20:18 | 0 | Pcs | 800 | DOFG | IDR | Dongfang | 800 | 13518 | Material | N | N | N | ""
11195 | 111493-0000 | split | split | 2018-11-12 15:37:24 | 0 | Ton | 270000 | 0000 | IDR | General | 0 | 0 | Material | N | N | N | ""
7390 | 410055-LEON; 410055-PACI | Splitter 2 Way | 2-Way Splitter |  | 0 | Pcs | 230000 | Leoni | IDR |  | 25 | 0 |  | N | N | N
7392 | 410056-LEON; 410056-RSBG; 410056-ENRS; 410056-PACI | Splitter 3 Way | 3 Way Splitter | 2015-06-01 14:59:09 | 0 | Pcs | 280000 | Leoni | IDR |  | 44 | 13147 |  | N | N | N
9421 | 413085-0000; 410057-ANDR; 410057-LEON; 410057-RSBG; 410057-ENRS | Splitter 4 Way | 4 Way Splitter | 2014-08-29 13:21:49 | 0 | Pcs | 40 | 0000 | USD | General | 40 | 11684 | Material | N | N | N | ""
10620 | 313284-0000 | Splitzen 3/4 inch x 60 cm (1 set complete) | Splitzen 3/4 inch x 60 cm (1 complete set) | 2017-07-10 11:17:24 | 0 | Set | 200000 | 0000 | IDR | General | 135000 | 13330 | Material | N | N | N | ""
7657 | 310051-0000 | Splitzen 5/8 600mm | Splitzen 5/8 600mm | 2017-04-12 16:51:31 | 0 | Pcs | 130000 | Gener | IDR | "" | 130000 | 13325 | Material | N | N | N
7658 | 310052-0000 | Splitzen kecil | Small Splitzen | 2016-02-26 10:26:56 | 0 | Pcs | 0 | Gener | "" | "" | 60000 | 13475 | Material | N | N | N
10646 | 111413-0000 | spray | spray | 2017-06-16 14:29:39 | 0 | Pcs | 25000 | 0000 | IDR | General | 0 | 0 | Material | N | N | N | ""
11024 | 810044-0000 | Sprei kasur 90 x 200 | 90 x 200 bed sheet | 2017-10-31 15:20:31 | 0 | Pcs | 0 | 0000 |  | General | 0 | 0 | Material | Y | N | N | ""
7711 | 210042-0000 | Spring Controller | Spring Controller |  | 0 | Pcs | 0 | Gener | "" | "" | 0 | 0 | Material | N | N | N
11775 | 111600-0000 | Spring Washer Angkur / Anchor 2 1/4 inch | Spring Washer Anchor 2 1/4 inch | 2021-03-02 21:20:51 | 0 | Pcs | 0 | 0000 |  | General | 0 | 0 | Material | N | N | N | ""
12642 | 323236-0000 | Stability Test for Buspro | Stability Test for Buspro | 2025-05-21 22:52:19 | 0 | bay | 9470000 | 0000 | IDR | General | 0 | 0 | Material | N | N | N | ""
11198 | 611117-0000 | stabilizer 3000 Volt | 3000 Volt stabilizer | 2018-11-22 10:59:27 | 0 | Pcs | 0 | 0000 |  | General | 0 | 0 | Material | N | N | N | ""
9863 | 820072-0000 | Staff Amenities | Staff Amenities | 2015-03-25 14:15:46 | 0 | Ls | 0 | 0000 |  | General | 0 | 0 | Material | N | N | N | ""
9528 | 820063-0000 | Staff Welfare | Staff Welfare | 2014-10-30 14:22:45 | 0 | Ls | 0 | 0000 | IDR | General | 0 | 12168 | Material | N | N | N | ""
8704 | 211028-0000 | Stainless Band | Stainless Band | 2013-10-21 17:41:03 | 0 | Rol | 120000 | 0000 | IDR | General | 265833.33 | 11366 | Material | N | N | N | ""
9213 | 413061-0000 | Stainless Steel | Stainless Steel | 2014-05-06 09:43:53 | 0 | Mtr | 0 | 0000 | IDR | General | 0 | 11579 | Material | N | N | N | ""
8372 | 211018-0000 | Stainless stell tape | Stainless steel tape | 2013-08-20 10:08:49 | 0 | Mtr | 0 | 0000 | IDR | General | 0 | 10301 | Material | N | N | N | ""
12270 | 611328-0000 | Stair Guardrail UAG (B) | Stair Guardrail UAG (B) | 2023-06-03 18:00:28 | 0 | Pc/Month | 24300 | 0000 | IDR | General | 0 | 0 | Material | N | N | N | ""
12269 | 611327-0000 | Staircase UAS 75 x 250/200 | Staircase UAS 75 x 250/200 | 2023-06-03 17:57:40 | 0 | Pc/Month | 150300 | 0000 | IDR | General | 0 | 0 | Material | N | N | N | ""
12509 | 810122-0000; 611084-0000 | Stamp Duty | Stamp Duty | 2024-11-29 19:23:38 | 0 | Pcs | 10000 | 0000 | IDR | General | 0 | 0 | Material | N | N | N | ""
9157 | 611024-0000 | Stamper, Tools Set | Stamper, Tools Set | 2014-04-22 14:13:17 | 0 | Pcs | 300000 | 0000 | IDR | General | 0 | 0 | Material | N | N | N | ""
9291 | 413066-0000 | Stand Temberang Tarik | Stand Temberang Tarik | 2014-06-05 11:16:50 | 0 | Pcs | 0 | 0000 | IDR | General | 0 | 11513 | Material | N | N | N | ""
10474 | 610008-TSE0 | Standard Reel D 1400 Mm | Standard Reel D 1400 Mm | 2016-12-23 07:38:41 | 0 | Pcs | 0 | TSE0 |  | TSE | 0 | 13355 | Material | N | N | N | ""
12216 | 129449-0000 | Standard UVR 100 Rent | Standard UVR 100 Rent | 2023-03-21 10:00:58 | 0 | Pc/Month | 9600 | 0000 | IDR | General | 0 | 0 | Material | N | N | N | ""
12272 | 611330-0000 | Standard UVR 200 | Standard UVR 200 | 2023-06-03 18:03:35 | 0 | Pc/Month | 28800 | 0000 | IDR | General | 0 | 0 | Material | N | N | N | ""
12207 | 129440-0000 | Standart UVR 150 Rent | Standard UVR 150 Rent | 2023-03-21 09:51:39 | 0 | Pcs/Month | 14400 | 0000 | IDR | General | 0 | 0 | Material | N | N | N | ""
11859 | 611205-0000 | Stang Bor dia. 73 draad Cubing | Handlebar Drill him. 73 draad Cubing | 2021-09-19 15:29:38 | 0 | Mtr | 789555.56 | 0000 | IDR | General | 0 | 0 | Material | N | N | N | ""
8151 | 810002-0000 | Stationary & Printing | Stationery & Printing | 2013-07-04 10:41:52 | 0 | Ls | 2921500 | 0000 | IDR | General | 1700000 | 9982 | Material | N | N | N | ""
10582 | 313279-0000 | Steel Beam Gantry | Steel Beam Gantry | 2017-03-27 18:51:25 | 0 | Set | 0 | 0000 |  | General | 0 | 0 | Material | N | N | N | ""
8324 | 311007-0000 | Steel Grounding Rod 1/2 Inchi | Steel Grounding Rod 1/2 Inch | 2013-08-01 11:19:25 | 0 | Mtr | 0 | 0000 | IDR | General | 0 | 10101 | Material | N | N | N | ""
8323 | 311006-0000 | Steel Grounding Rod 7/8 Inchi | Steel Grounding Rod 7/8 Inch | 2013-08-01 11:18:46 | 0 | Mtr | 1675000 | 0000 | IDR | General | 0 | 10101 | Material | N | N | N | ""
9236 | 111287-0000 | Steel Plank 20cmX30cm | Steel Plank 20cmX30cm | 2014-05-16 10:54:31 | 0 | Pcs | 45600 | 0000 | IDR | General | 45600 | 11558 | Material | N | N | N | ""
9235 | 111286-0000 | Steel Plank 20cmX40cm | Steel Plank 20cmX40cm | 2014-05-16 10:53:49 | 0 | Pcs | 60800 | 0000 | IDR | General | 60800 | 11558 | Material | N | N | N | ""
9239 | 111290-0000 | Steel Plank 20cmX60cm | Steel Plank 20cmX60cm | 2014-05-16 10:56:42 | 0 | Pcs | 58000 | 0000 | IDR | General | 91200 | 11558 | Material | N | N | N | ""
9237 | 111288-0000 | Steel Plank 30cmX60cm | Steel Plank 30cmX60cm | 2014-05-16 10:55:10 | 0 | Pcs | 137750 | 0000 | IDR | General | 137750 | 11558 | Material | N | N | N | ""
9238 | 111289-0000 | Steel Plank Bulat dia. 60cm | Round Steel Plank dia. 60cm | 2014-05-16 10:56:05 | 0 | Pcs | 209000 | 0000 | IDR | General | 209000 | 11558 | Material | N | N | N | ""
10583 | 313280-0000 | Steel Post Gantry | Steel Post Gantry | 2017-03-27 18:52:15 | 0 | Set | 0 | 0000 |  | General | 0 | 0 | Material | N | N | N | ""
8725 | 211035-0000 | Steel strap | Steel strap | 2013-10-28 18:17:24 | 0 | Unit | 600000 | 0000 | IDR | General | 600000 | 11099 | Material | N | N | N | ""
10739 | 221042-0000 | STEEL STRUCTURE/GANTRY, CONDUCTOR, STRING | STEEL STRUCTURE/GANTRY, CONDUCTOR, STRING | 2017-08-03 18:56:09 | 0 | Kg | 1300 | 0000 | IDR | General | 0 | 0 | Material | N | N | N | ""
10861 | 313327-0000 | STEEL STRUCTURE/GANTRY, CONDUCTOR, STRING INSULATOR, GSW & ACC, HV CONNECTOR, GROUNDING AND LIGHTING SYSTEM | STEEL STRUCTURE/GANTRY, CONDUCTOR, STRING INSULATOR, GSW & ACC, HV CONNECTOR, GROUNDING AND LIGHTING SYSTEM | 2017-08-04 11:06:40 | 0 | Kg | 21800 | 0000 | IDR | General | 0 | 0 | Material | N | N | N | ""
10114 | 211096-0000 | Steel Support Apparatus | Steel Support Apparatus | 2016-01-04 09:17:11 | 0 | Kg | 23500 | 0000 | IDR | General | 0 | 0 | Material | N | N | N | ""
9851 | 211084-0000 | Steel Support CT 150 kV | Steel Support CT 150 kV | 2015-03-13 16:20:35 | 0 | Unit | 1400 | 0000 | IDR | General | 2302245 | 0 | Material | N | N | N | ""
9855 | 211088-0000 | Steel Support CT 70 kV | Steel Support CT 70 kV | 2015-03-13 16:25:37 | 0 | Unit | 1400 | 0000 | IDR | General | 2302245 | 0 | Material | N | N | N | ""
9852 | 211085-0000 | Steel Support CVT 150 kV | Steel Support CVT 150 kV | 2015-03-13 16:21:37 | 0 | Unit | 1400 | 0000 | IDR | General | 2583405 | 0 | Material | N | N | N | ""
9856 | 211089-0000 | Steel Support CVT 70 kV | Steel Support CVT 70 kV | 2015-03-13 16:26:57 | 0 | Unit | 1400 | 0000 | IDR | General | 2583405 | 0 | Material | N | N | N | ""
9849 | 211082-0000 | Steel Support DS 150 kV | Steel Support DS 150 kV | 2015-03-13 16:17:56 | 0 | Unit | 1400 | 0000 | IDR | General | 11175450 | 0 | Material | N | N | N | ""
9854 | 211087-0000 | Steel Support DS 70 kV | Steel Support DS 70 kV | 2015-03-13 16:24:27 | 0 | Set | 1400 | 0000 | IDR | General | 11175450 | 0 | Material | N | N | N | ""
9850 | 211083-0000 | Steel Support DS/E 150 kV | Steel Support DS/E 150 kV | 2015-03-13 16:19:39 | 0 | Set | 1650000 | 0000 | IDR | General | 11175450 | 0 | Material | N | N | N | ""
9853 | 211086-0000 | Steel Support LA 150 kV | Steel Support LA 150 kV | 2015-03-13 16:22:31 | 0 | Unit | 750000 | 0000 | IDR | General | 2372370 | 0 | Material | N | N | N | ""
9857 | 211090-0000 | Steel Support LA 70 kV | Steel Support LA 70 kV | 2015-03-13 16:27:53 | 0 | Unit | 1400 | 0000 | IDR | General | 2372370 | 0 | Material | N | N | N | ""
10936 | 211140-0000 | Steel Support Line Trap | Steel Support Line Trap | 2017-08-30 14:21:24 | 0 | Unit | 5108100 | 0000 | IDR | General | 0 | 0 | Material | N | N | N | ""
12005 | 611272-0000 | Steel Support Pipa | Steel Pipe Support | 2021-12-30 15:55:53 | 0 | Pcs | 1216800 | 0000 | IDR | General | 0 | 0 | Material | N | N | N | ""
11349 | 129356-0000 | Step Bolt M16 x 160 | Step Bolt M16 x 160 | 2019-04-15 10:17:22 | 0 | Pcs | 11650 | 0000 | IDR | General | 0 | 0 | Material | N | N | N | ""
11378 | 129366-0000 | Step Bolt M16 x 180 | Step Bolt M16 x 180 | 2019-04-23 14:50:02 | 0 | Pcs | 18714 | 0000 | IDR | General | 0 | 0 | Material | N | N | N | ""
11468 | 211267-0000 | stick Grounding | grounding stick | 2019-08-21 20:53:51 | 0 | btg | 300000 | 0000 | IDR | General | 0 | 0 | Material | N | N | N | ""
11930 | 211400-0000 | stick rod 1 inch | 1 inch stick rod | 2021-10-13 17:04:33 | 0 | Pcs | 1100000 | 0000 | IDR | General | 0 | 0 | Material | N | N | N | ""
11945 | 611233-0000 | Stick Rod 1 inch 3 ft | Stick Rod 1 inch 3 ft | 2021-10-15 18:46:57 | 0 | Pcs | 23.47 | 0000 | USD | General | 0 | 0 | Material | N | N | N | ""
11931 | 211401-0000 | stick rod 1 inch 7 ft | stick rod 1 inch 7 ft | 2021-10-13 17:10:07 | 0 | Set | 45.65 | 0000 | USD | General | 0 | 0 | Material | N | N | N | ""
9446 | 313093-0000 | Stick Rod 5/8 Inchi 2m | Stick Rod 5/8 Inch 2m | 2016-11-09 11:48:59 | 0 | Pcs | 290000 | 0000 | IDR | General | 250000 | 11694 | Material | N | N | N | ""
8379 | 311008-0000 | Stick Rod 5/8 Inchi 3m | Stick Rod 5/8 Inch 3m | 2013-08-20 11:00:04 | 0 | btg | 850000 | 0000 | IDR | General | 260000 | 10301 | Material | N | N | N | ""
11547 | 313501-0000 | stick rod 5/8 inchi panjang 4 m | stick rod 5/8 inch long 4 m | 2019-11-15 17:23:55 | 0 | Pcs | 980000 | 0000 | IDR | General | 0 | 0 | Material | N | N | N | ""
9423 | 413087-0000 | Sticker Operator for Antena/ Splitter/ Coupler | Operator Sticker for Antenna/ Splitter/ Coupler | 2015-06-01 14:52:58 | 0 | Pcs | 0 | 0000 | IDR | General | 500 | 13147 | Material | N | N | N | ""
9424 | 413088-0000 | Sticker Operator for Feeder | Operator Sticker for Feeder | 2015-06-01 14:53:44 | 0 | Pcs | 0 | 0000 | IDR | General | 500 | 13147 | Material | N | N | N | ""
11213 | 810065-0000 | sticker sandblast pintu kaca | glass door sandblast sticker | 2018-12-04 11:10:11 | 0 | Ls | 5067870 | 0000 | IDR | General | 0 | 0 | Material | N | N | N | ""
11224 | 810075-0000 | Sticker Transparan | Transparent Sticker | 2018-12-11 14:15:50 | 0 | Pcs | 25000 | 0000 | IDR | General | 0 | 0 | Material | N | N | N | ""
11741 | 313533-0000 | Stop Kontak Listrik | Electrical Socket | 2021-01-25 15:19:36 | 0 | Pcs | 15000 | 0000 | IDR | General | 0 | 0 | Material | N | N | N | ""
8371 | 211017-0000 | Stopping buckle | Stopping buckle | 2013-08-20 10:06:58 | 0 | Pcs | 700 | 0000 | IDR | General | 700 | 10301 | Material | N | N | N | ""
11041 | 313390-0000 | Storage | Storage | 2018-02-13 20:05:22 | 0 | Ls | 600000 | 0000 | IDR | General | 0 | 13440 | Material | N | N | N | ""
11628 | 310001-BELD | STP Cable 1 pair merk Belden | STP Cable 1 pair Belden brand | 2020-07-17 21:45:47 | 0 | Box | 1970000 | BELD | IDR | BELDEN | 0 | 0 | Material | N | N | N | ""
12441 | 313654-0000 | Straight clamp Connector 2 x AAC Lupine 1267 Sqmm to Stud dia.60 mm | Straight clamp Connector 2 x AAC Lupine 1267 Sqmm to Stud dia.60 mm | 2024-08-28 19:42:48 | 0 | Set | 0 | 0000 |  | General | 0 | 0 | Material | N | N | N | ""
12859 | 313854-0000 | Straight clamp Connector 2 x TAL 660 Sqmm to Plat 20x150x150 mm | Straight clamp Connector 2 x TAL 660 Sqmm to Plate 20x150x150 mm | 2025-12-30 11:13:04 | 0 | Pcs | 998100 | 0000 | IDR | General | 0 | 0 | Material | N | N | N | ""
12860 | 313855-0000 | Straight clamp Connector 2 x TAL 850 Sqmm to Plat 20x150x150 mm | Straight clamp Connector 2 x TAL 850 Sqmm to Plate 20x150x150 mm | 2025-12-30 11:14:00 | 0 | Pcs | 1080900 | 0000 | IDR | General | 0 | 0 | Material | N | N | N | ""
10411 | 313257-0000 | Straight clamp to Hall 850 mm for line trap | Straight clamp to Hall 850 mm for line trap | 2016-11-18 10:38:40 | 0 | Pcs | 720000 | 0000 | IDR | General | 0 | 0 | Material | N | N | N | ""
10050 | 313195-0000 | Straight terminal conector for CB. TAL 850 sqm to 8-dia. 14 holes flat, cc 50 | Straight terminal connector for CB. TAL 850 sqm to 8-dia. 14 holes flat, cc 50 | 2015-11-19 11:09:54 | 0 | Pcs | 46.1 | 0000 | USD | General | 0 | 13648 | Material | N | N | N | ""
10052 | 313197-0000 | Straight terminal conector for CT. TAL 850 sqm to stud dia. 50x120mm | Straight terminal connector for CT. TAL 850 sqm to stud dia. 50x120mm | 2015-11-19 11:12:35 | 0 | Pcs | 55.51 | 0000 | USD | General | 0 | 13648 | Material | N | N | N | ""
10049 | 313194-0000 | Straight terminal conector for DS. TAL 850 sqm to stud dia. 50x120mm, tin plated | Straight terminal connector for DS. TAL 850 sqm to stud dia. 50x120mm, tin plated | 2015-11-19 11:08:30 | 0 | Pcs | 66.02 | 0000 | USD | General | 0 | 13648 | Material | N | N | N | ""
11243 | 211194-0000 | Straight terminal connector 1xAAAC 630 mm2 | Straight terminal connector 1xAAAC 630 mm2 | 2019-01-24 16:46:27 | 0 | Pcs | 0 | 0000 |  | General | 0 | 14188 | Material | N | N | N | ""
12386 | 313632-0000 | Straight terminal connector for 1 x AAC1267sqmm to 9-dia 14 holes flat, cc 50, pad 20x150x150 | Straight terminal connector for 1 x AAC1267sqmm to 9-dia 14 holes flat, cc 50, pad 20x150x150 | 2024-05-23 09:35:08 | 0 | Pcs | 843200 | 0000 | IDR | General | 0 | 0 | Material | N | N | N | ""
12426 | 313650-0000 | Straight terminal connector for 1 x TAL850 Sqmm to 9-dia 14 holes flat, cc 50, pad 20x150x150 | Straight terminal connector for 1 x TAL850 Sqmm to 9-dia 14 holes flat, cc 50, pad 20x150x150 | 2024-07-30 22:56:59 | 0 | Pcs | 932216 | 0000 | IDR | General | 0 | 0 | Material | N | N | N | ""
11247 | 211197-0000 | Straight terminal connector for 1xAAAC 300SQmm to 4-D 14.0 holes flat | Straight terminal connector for 1xAAAC 300SQmm to 4-D 14.0 holes flat | 2019-02-11 13:43:12 | 0 | Pcs | 20.43 | 0000 | USD | General | 0 | 14049 | Material | N | N | N | ""
11254 | 211204-0000 | Straight terminal connector for 1xAAAC 300SQmm to 4-D 14.5 holes flat | Straight terminal connector for 1xAAAC 300SQmm to 4-D 14.5 holes flat | 2019-02-11 13:52:58 | 0 | Pcs | 20.43 | 0000 | USD | General | 0 | 14049 | Material | N | N | N | ""
11260 | 211210-0000 | Straight terminal connector for 1xAAAC 300SQmm to 8-D 14.0 holes flat | Straight terminal connector for 1xAAAC 300SQmm to 8-D 14.0 holes flat | 2019-02-11 14:02:28 | 0 | Pcs | 23.67 | 0000 | USD | General | 0 | 14049 | Material | N | N | N | ""
11265 | 211215-0000 | Straight terminal connector for 1xAAAC 300SQmm to stud D40x80mmw/ Al-Cu Bi-metal sleeve | Straight terminal connector for 1xAAAC 300SQmm to stud D40x80mmw/ Al-Cu Bi-metal sleeve | 2019-02-11 14:10:32 | 0 | Pcs | 26.21 | 0000 | USD | General | 0 | 14049 | Material | N | N | N | ""
11246 | 211196-0000 | Straight terminal connector for 1xAAAC 630SQmm to 4-D 14.0 holes flat | Straight terminal connector for 1xAAAC 630SQmm to 4-D 14.0 holes flat | 2019-02-11 13:40:22 | 0 | Pcs | 26627 | 0000 | KRW | General | 0 | 14049 | Material | N | N | N | ""
11253 | 211203-0000 | Straight terminal connector for 1xAAAC 630SQmm to 4-D 14.5 holes flat | Straight terminal connector for 1xAAAC 630SQmm to 4-D 14.5 holes flat | 2019-02-11 13:51:56 | 0 | Pcs | 26627 | 0000 | KRW | General | 0 | 14049 | Material | N | N | N | ""
11258 | 211208-0000 | Straight terminal connector for 1xAAAC 630SQmm to 8-D | Straight terminal connector for 1xAAAC 630SQmm to 8-D | 2019-02-11 13:58:30 | 0 | Pcs | 30178 | 0000 | KRW | General | 0 | 14049 | Material | N | N | N | ""
11263 | 211213-0000 | Straight terminal connector for 1xAAAC 630SQmm to stud D40x80mm w/ Al-Cu Bi-metal sleeve | Straight terminal connector for 1xAAAC 630SQmm to stud D40x80mm w/ Al-Cu Bi-metal sleeve | 2019-02-11 14:08:39 | 0 | Pcs | 33566 | 0000 | KRW | General | 0 | 14049 | Material | N | N | N | ""
12383 | 313629-0000 | Straight terminal connector for 1xAAC Lupine 1267SQmm to 8-D 14.0 holes flat | Straight terminal connector for 1xAAC Lupine 1267SQmm to 8-D 14.0 holes flat | 2024-05-23 09:19:06 | 0 | Pcs | 906525 | 0000 | IDR | General | 0 | 0 | Material | N | N | N | ""
12834 | 313832-0000 | Straight terminal connector for 1xTAL 660SQmm to pad 100x100x20T | Straight terminal connector for 1xTAL 660SQmm to pad 100x100x20T | 2025-12-07 12:08:09 | 0 | Pcs | 626850 | 0000 | IDR | General | 0 | 0 | Material | N | N | N | ""
12831 | 313829-0000 | Straight terminal connector for 1xTAL 660SQmm to pad 150x150x20T | Straight terminal connector for 1xTAL 660SQmm to pad 150x150x20T | 2025-12-07 11:39:31 | 0 | Pcs | 819000 | 0000 | IDR | General | 0 | 0 | Material | N | N | N | ""
12845 | 313841-0000 | Straight terminal connector for 1xTAL 850SQmm to 4-dia 14 holes flat, pad 100x100x20T | Straight terminal connector for 1xTAL 850SQmm to 4-dia 14 holes flat, pad 100x100x20T | 2025-12-11 19:02:56 | 0 | Pcs | 801900 | 0000 | IDR | General | 0 | 0 | Material | N | N | N | ""
12861 | 313856-0000 | Straight terminal connector for 2 x TAL 850 Sqmm to Plat 20x100x100mm | Straight terminal connector for 2 x TAL 850 Sqmm to Plate 20x100x100mm | 2026-01-05 09:17:41 | 0 | Pcs | 0 | 0000 |  | General | 0 | 0 | Material | N | N | N | ""
12853 | 313848-0000 | Straight terminal connector for 2 x TAL 850 Sqmm to stud dia 20x100x100mm | Straight terminal connector for 2 x TAL 850 Sqmm to stud dia 20x100x100mm | 2025-12-29 21:46:58 | 0 | Pcs | 962550 | 0000 | IDR | General | 0 | 0 | Material | N | N | N | ""
12827 | 313825-0000 | Straight terminal connector for 2 x TAL850 Sqmm to pad 150x150x20T | Straight terminal connector for 2 x TAL850 Sqmm to pad 150x150x20T | 2025-12-07 11:07:58 | 0 | Pcs | 1115550 | 0000 | IDR | General | 0 | 0 | Material | N | N | N | ""
11249 | 211199-0000 | Straight terminal connector for 2xAAC Lupine 1267SQmm to 4-D 14.5 holes flat | Straight terminal connector for 2xAAC Lupine 1267SQmm to 4-D 14.5 holes flat | 2019-02-11 13:45:59 | 0 | Pcs | 62.28 | 0000 | USD | General | 0 | 14049 | Material | N | N | N | ""
11262 | 211212-0000 | Straight terminal connector for 2xAAC Lupine 1267SQmm to 6-D 14.3 holes flat | Straight terminal connector for 2xAAC Lupine 1267SQmm to 6-D 14.3 holes flat | 2019-02-11 14:05:56 | 0 | Pcs | 1347675 | 0000 | IDR | General | 0 | 14049 | Material | N | N | N | ""
11256 | 211206-0000 | Straight terminal connector for 2xAAC Lupine 1267SQmm to 8-D 14.0 holes flat | Straight terminal connector for 2xAAC Lupine 1267SQmm to 8-D 14.0 holes flat | 2019-02-11 13:56:15 | 0 | Pcs | 1049500 | 0000 | IDR | General | 0 | 14049 | Material | N | N | N | ""
10977 | 313366-0000 | Straight terminal connector for 2xTAL 660SQmm to 4-dia 14 holes flat, cc 45, pad 100x100x20T | Straight terminal connector for 2xTAL 660SQmm to 4-dia 14 holes flat, cc 45, pad 100x100x20T | 2017-09-26 11:50:03 | 0 | Pcs | 770000 | 0000 | IDR | General | 0 | 13226 | Material | N | N | N | ""
11110 | 313427-0000 | Straight terminal connector for 2xTAL 660SQmm to 4-dia 16 holes flat, cc 45, pad 100x100x15T | Straight terminal connector for 2xTAL 660SQmm to 4-dia 16 holes flat, cc 45, pad 100x100x15T | 2018-05-14 11:36:06 | 0 | Pcs | 45.23 | 0000 | USD | General | 0 | 0 | Material | N | N | N | ""
11108 | 313425-0000 | Straight terminal connector for 2xTAL 660SQmm to 6-dia 16 holes flat, cc 45, pad 120x160x20T | Straight terminal connector for 2xTAL 660SQmm to 6-dia 16 holes flat, cc 45, pad 120x160x20T | 2018-05-14 11:25:08 | 0 | Pcs | 53.46 | 0000 | USD | General | 0 | 0 | Material | N | N | N | ""
12815 | 313813-0000 | Straight terminal connector for 2xTAL 660SQmm to 8-dia 14 holes flat, cc 45, pad 100x200x20T | Straight terminal connector for 2xTAL 660SQmm to 8-dia 14 holes flat, cc 45, pad 100x200x20T | 2025-12-07 09:55:07 | 0 | Pcs | 0 | 0000 |  | General | 0 | 0 | Material | N | N | N | ""
11106 | 313423-0000 | Straight terminal connector for 2xTAL 660SQmm to dia 40x120mm | Straight terminal connector for 2xTAL 660SQmm to dia 40x120mm | 2018-05-14 11:20:20 | 0 | Pcs | 0 | 0000 |  | General | 0 | 0 | Material | N | N | N | ""
11104 | 313421-0000 | Straight terminal connector for 2xTAL 660SQmm to dia 50x120mm | Straight terminal connector for 2xTAL 660SQmm to dia 50x120mm | 2018-05-14 11:17:15 | 0 | Pcs | 64.26 | 0000 | USD | General | 0 | 0 | Material | N | N | N | ""
10973 | 313362-0000 | Straight terminal connector for 2xTAL 660SQmm to dia 50x80mm | Straight terminal connector for 2xTAL 660SQmm to dia 50x80mm | 2017-09-26 11:47:18 | 0 | Pcs | 56.16 | 0000 | USD | General | 0 | 13226 | Material | N | N | N | ""
12818 | 313816-0000 | Straight terminal connector for 2xTAL 660SQmm to pad 150x150x20T | Straight terminal connector for 2xTAL 660SQmm to pad 150x150x20T | 2025-12-07 10:08:45 | 0 | Pcs | 1033200 | 0000 | IDR | General | 0 | 0 | Material | N | N | N | ""
12819 | 313817-0000 | Straight terminal connector for 2xTAL 660SQmm to pad 200x100x20T | Straight terminal connector for 2xTAL 660SQmm to pad 200x100x20T | 2025-12-07 10:11:03 | 0 | Pcs | 989100 | 0000 | IDR | General | 0 | 0 | Material | N | N | N | ""
10976 | 313365-0000 | Straight terminal connector for 2xTAL 660SQmm to stud dia 60x120mm | Straight terminal connector for 2xTAL 660SQmm to stud dia 60x120mm | 2017-09-26 11:49:37 | 0 | Pcs | 64.26 | 0000 | USD | General | 0 | 13226 | Material | N | N | N | ""
12828 | 313826-0000 | Straight terminal connector for 2xTAL850 Sqmm to pad 200x100x20T | Straight terminal connector for 2xTAL850 Sqmm to pad 200x100x20T | 2025-12-07 11:21:53 | 0 | Pcs | 1071900 | 0000 | IDR | General | 0 | 0 | Material | N | N | N | ""
11047 | 313396-0000 | Straight terminal connector for TAL 850 Sqmm to stud dia 60x120mm | Straight terminal connector for TAL 850 Sqmm to stud dia 60x120mm | 2018-03-01 17:17:13 | 0 | Set | 0 | 0000 |  | General | 0 | 13648 | Material | N | N | N | ""
10974 | 313363-0000 | Straight terminal connector for TAL 850SQmm to 4-dia 14 holes flat, cc 44,5, pad 100x100x15T | Straight terminal connector for TAL 850SQmm to 4-dia 14 holes flat, cc 44.5, pad 100x100x15T | 2017-09-26 11:48:32 | 0 | Pcs | 536139.6 | 0000 | IDR | General | 0 | 13226 | Material | N | N | N | ""
10978 | 313367-0000 | Straight terminal connector for TAL 850SQmm to 8-dia 14 holes flat, cc 50, pad 200x100x15T | Straight terminal connector for TAL 850SQmm to 8-dia 14 holes flat, cc 50, pad 200x100x15T | 2017-09-26 11:50:24 | 0 | Pcs | 775036 | 0000 | IDR | General | 0 | 13226 | Material | N | N | N | ""
12825 | 313823-0000 | Straight terminal connector for TAL 850SQmm to 8-dia 14 holes flat, cc 50, pad 200x100x20T | Straight terminal connector for TAL 850SQmm to 8-dia 14 holes flat, cc 50, pad 200x100x20T | 2025-12-07 10:58:27 | 0 | Pcs | 0 | 0000 |  | General | 0 | 0 | Material | N | N | N | ""
11114 | 313431-0000 | Straight terminal connector for TAL 850SQmm to stud dia 40x120mm | Straight terminal connector for TAL 850SQmm to stud dia 40x120mm | 2018-05-15 10:44:58 | 0 | Pcs | 920500 | 0000 | IDR | General | 0 | 0 | Material | N | N | N | ""
10975 | 313364-0000 | Straight terminal connector for TAL 850SQmm to stud dia 50x80mm | Straight terminal connector for TAL 850SQmm to stud dia 50x80mm | 2017-09-26 11:49:12 | 0 | Pcs | 950000 | 0000 | IDR | General | 0 | 13226 | Material | N | N | N | ""
12842 | 313840-0000 | Strain Clamp 120 kN for TAL 850 sqmm | Strain Clamp 120 kN for TAL 850 sqmm | 2025-12-07 16:36:22 | 0 | Pcs | 787600 | 0000 | IDR | General | 0 | 0 | Material | N | N | N | ""
11940 | 611228-0000 | Strain Clamp for Conductor | Strain Clamp for Conductor | 2021-10-15 18:38:33 | 0 | Pcs | 44.13 | 0000 | USD | General | 0 | 0 | Material | N | N | N | ""
11939 | 611227-0000 | Strain Clamp for OHGW | Strain Clamp for OHGW | 2021-10-15 18:37:52 | 0 | Pcs | 19.7 | 0000 | USD | General | 0 | 0 | Material | N | N | N | ""
11611 | 211298-0000 | Strap Kamera - Tipe Dada | Camera Strap - Chest Type | 2020-04-07 18:24:37 | 0 | Pcs | 135038 | 0000 | IDR | General | 0 | 0 | Material | N | N | N | ""
11613 | 211300-0000 | Strap Kamera - Tipe Helm | Camera Strap - Helmet Type | 2020-04-07 18:26:38 | 0 | Pcs | 52500 | 0000 | IDR | General | 0 | 0 | Material | N | N | N | ""
11612 | 211299-0000 | Strap Kamera - Tipe Pundak | Camera Strap - Shoulder Type | 2020-04-07 18:26:21 | 0 | Pcs | 114000 | 0000 | IDR | General | 0 | 0 | Material | N | N | N | ""
10867 | 313333-0000 | String Hardware with Turn Buckle | String Hardware with Turn Buckle | 2017-08-04 11:11:34 | 0 | Set | 0 | 0000 |  | General | 0 | 0 | Material | N | N | N | ""
10869 | 313335-0000 | String Hardware without Turn Buckle | String Hardware without Turn Buckle | 2017-08-04 11:12:44 | 0 | Set | 0 | 0000 |  | General | 0 | 0 | Material | N | N | N | ""
10871 | 313337-0000 | String insulator for Bus-bar and Cross Bar Feeder bay | String insulator for Bus-bar and Cross Bar Feeder bay | 2017-08-04 11:14:08 | 0 | Pcs | 0 | 0000 |  | General | 0 | 0 | Material | N | N | N | ""
10502 | 610018-TSE0; 610006-DNFG | Stringing Block Nylon 1 Sheave 60 Kn | Stringing Block Nylon 1 Sheave 60 Kn | 2016-12-22 00:06:32 | 0 | Set | 2229150 | TSE0 | IDR | TSE | 0 | 0 | Material | N | N | N | ""
10461 | 610004-TSE0 | Stringing Block Nylon 3 Sheave 150 Kn | Stringing Block Nylon 3 Sheave 150 Kn | 2016-12-21 20:57:02 | 0 | Set | 4519095 | TSE0 | IDR | TSE | 0 | 0 | Material | N | N | N | ""
10337 | 221037-0000 | Stringing Equipment Rent | Stringing Equipment Rental | 2016-09-09 09:58:49 | 0 | Mth | 607950 | 0000 | IDR | General | 0 | 0 | Material | N | N | N | ""
10338 | 221038-0000 | Stringing Man Power | Stringing Man Power | 2016-09-09 10:00:40 | 0 | Km | 418061000 | 0000 | IDR | General | 0 | 0 | Material | N | N | N | ""
10584 | 111407-0000 | Structural HT steel | Structural HT steel | 2017-03-27 18:55:12 | 0 | Ton | 0 | 0000 |  | General | 0 | 0 | Material | N | N | N | ""
10585 | 111408-0000 | Structural mid steel | Structural mid steel | 2017-03-27 18:56:13 | 0 | Ton | 0 | 0000 |  | General | 0 | 0 | Material | N | N | N | ""
10655 | 111419-0000 | Stub Tower BB | Stub Tower BB | 2017-07-03 17:37:11 | 0 | Set | 9481000 | 0000 | IDR | General | 0 | 0 | Material | N | N | N | ""
10656 | 111420-0000 | Stub Tower CC | Stub Tower CC | 2017-07-03 17:38:14 | 0 | Set | 8262800 | 0000 | IDR | General | 0 | 0 | Material | N | N | N | ""
10657 | 111421-0000 | Stub Tower DD | Stub Tower DD | 2017-07-03 17:39:26 | 0 | Set | 17071078.5 | 0000 | IDR | General | 0 | 0 | Material | N | N | N | ""
10654 | 111418-0000 | Stub Tower Type AA | Stub Tower Type AA | 2017-07-03 17:34:44 | 0 | Set | 75000 | 0000 | IDR | General | 0 | 0 | Material | N | N | N | ""
12469 | 720069-0000 | Stuffing Inside Dry Container 20 Ft | Stuffing Inside Dry Container 20 Ft | 2024-10-17 22:21:46 | 0 | Pcs | 1081081 | 0000 | IDR | General | 0 | 0 | Material | N | N | N | ""
12603 | 720094-0000 | Stuffing Inside Dry Container 40 Ft | Stuffing Inside Dry Container 40 Ft | 2025-02-28 07:27:24 | 0 | Pcs | 1801801.8 | 0000 | IDR | General | 0 | 0 | Material | N | N | N | ""
12474 | 710014-0000 | Stuffing Outside Dry Container 20 Ft | Stuffing Outside Dry Container 20 Ft | 2024-10-28 10:57:37 | 0 | Pcs | 765766 | 0000 | IDR | General | 0 | 0 | Material | N | N | N | ""
12604 | 720095-0000; 720101-0000 | Stuffing Outside Dry Container 40 Ft | Stuffing Outside Dry Container 40 Ft | 2025-02-28 07:29:25 | 0 | Pcs | 1652252 | 0000 | IDR | General | 0 | 0 | Material | N | N | N | ""
12615 | 720103-0000 | Stuffing Outside High Cube (HC) Container 40 Ft | Stuffing Outside High Cube (HC) Container 40 Ft | 2025-03-11 17:11:52 | 0 | Pcs | 1425000 | 0000 | IDR | General | 0 | 0 | Material | N | N | N | ""
11769 | 111595-0000 | Styrofoam 1 m x 2 m x 3 cm | Styrofoam 1 m x 2 m x 3 cm | 2021-02-16 11:16:48 | 0 | Pcs | 40000 | 0000 | IDR | General | 0 | 0 | Material | N | N | N | ""
9711 | 111340-0000 | Sub soil Drainage dia 30 including gravel & Palm fibre | Sub soil Drainage dia 30 including gravel & Palm fiber | 2015-02-02 18:59:13 | 0 | Mtr | 397125 | 0000 | IDR | General | 367625 | 12502 | Material | N | N | N | ""
9131 | 111284-0000 | SubBase Coarse Agregat Class-A | Class-A Aggregate Coarse SubBase | 2014-04-17 13:57:17 | 0 | M3 | 0 | 0000 | IDR | General | 0 | 0 | Material | N | N | N | ""
12028 | 611287-0000 | Submersible Pump TPV 36 mm x 6 meter | Submersible Pump TPV 36 mm x 6 meters | 2022-01-09 16:42:35 | 0 | Unit | 2478000 | 0000 | IDR | General | 0 | 0 | Material | N | N | N | ""
12725 | 413223-0000 | Subrack for SDH Multiplexer (incl. Power Supply & Fan Module) | Subrack for SDH Multiplexer (incl. Power Supply & Fan Module) | 2025-09-29 17:28:29 | 0 | Set | 62300000 | 0000 | IDR | General | 0 | 0 | Material | N | N | N | ""
9592 | 720028-0000 | Subsidi Solar | Solar Subsidy | 2014-12-30 10:21:33 | 0 | Ltr | 5000 | 0000 | IDR | General | 5000 | 12578 | Material | N | N | N | ""
10849 | 313316-0000 | Substation Automation Software | Substation Automation Software | 2017-08-04 10:56:47 | 0 | Set | 969850000 | 0000 | IDR | General | 0 | 0 | Material | N | N | N | ""
9767 | 323098-0000; 313154-0000 | SUITABLE LV POWER CABLES AND NECESSARY EQUIPMENT CABLE LADDER, CLAMP, CABLE LUG, TERMINAL, SUBSTATION AUXILIARIES SUPPLY TO COMPLETE THE SPECIFIED SCOPE OF WORK. | SUITABLE LV POWER CABLES AND NECESSARY EQUIPMENT CABLE LADDER, CLAMP, CABLE LUG, TERMINAL, SUBSTATION AUXILIARIES SUPPLY TO COMPLETE THE SPECIFIED SCOPE OF WORK. | 2015-02-03 14:20:34 | 0 | Set | 3739640 | 0000 | IDR | General | 0 | 12502 | Material | N | N | N | ""
10032 | 521014-0000 | Supervision Fee | Supervision Fee | 2015-10-26 11:28:48 | 0 | Ls | 15574000 | 0000 | IDR | General | 0 | 0 | Material | N | N | N | ""
12683 | 323238-0000 | Supervision for Installation 20 kV Switchgears (Include Transportation & Accomodation) | Supervision for Installation 20 kV Switchgears (Include Transportation & Accommodation) | 2025-07-11 17:41:50 | 0 | Day | 8000000 | 0000 | IDR | General | 0 | 0 | Material | N | N | N | ""
9895 | 129129-0000 | Supply and Install Barricade Fence with steel pipe dia 4 inch and high 0.8 -1.5 m | Supply and Install Barricade Fence with steel pipe dia 4 inch and height 0.8 -1.5 m | 2015-06-16 11:05:23 | 0 | Mtr | 0 | 0000 |  | General | 0 | 0 | Material | N | N | N | ""
9695 | 111326-0000 | Support 20 kV | Support 20 kV | 2015-02-02 18:40:33 | 0 | Unit | 5711569 | 0000 | IDR | General | 0 | 12502 | Material | N | N | N | ""
7701 | 210032-0000 | Support cable trench | Support cable trench |  | 0 | Pcs | 855700 | Gener | IDR | "" | 0 | 0 | Material | N | N | N
11000 | 111473-0000 | Support cable trench Type 1 | Support cable trench Type 1 | 2017-10-09 15:18:28 | 0 | Pcs | 155000 | 0000 | IDR | General | 0 | 0 | Material | N | N | N | ""
11001 | 111474-0000 | Support cable trench type 2 | Support cable trench type 2 | 2017-10-09 15:20:10 | 0 | Pcs | 16000 | 0000 | IDR | General | 0 | 0 | Material | N | N | N | ""
11002 | 111475-0000 | Support cable trench type 3 | Support cable trench type 3 | 2017-10-09 15:21:01 | 0 | Pcs | 75000 | 0000 | IDR | General | 0 | 0 | Material | N | N | N | ""
12511 | 710015-0000 | Surcharge Seal For Container | Surcharge Seal For Container | 2024-12-02 10:32:08 | 0 | Pcs | 0 | 0000 |  | General | 0 | 0 | Material | N | N | N | ""
9678 | 111312-0000 | Surge Arrester | Surge Arrester | 2015-02-02 18:18:00 | 0 | Set | 13475750 | 0000 | IDR | General | 20126128.7 | 12502 | Material | N | N | N | ""
9679 | 111313-0000 | Surge Arrester 70 kV | 70 kV Surge Arrester | 2015-02-02 18:19:19 | 0 | Set | 13372278 | 0000 | IDR | General | 0 | 12502 | Material | N | N | N | ""
9093 | 313050-0000 | Surge Protection device Phoenix Rectifier | Surge Protection device Phoenix Rectifier | 2014-03-14 16:13:20 | 0 | Pcs | 4900000 | 0000 | IDR | General | 4900000 | 11633 | Material | N | N | N | ""
11964 | 611243-0000 | Suri - Suri | Suri - Suri | 2021-10-29 10:55:18 | 0 | Pcs | 250000 | 0000 | IDR | General | 0 | 0 | Material | N | N | N | ""
10726 | 129232-0000 | Survei Topografi | Topographic Survey | 2017-08-03 18:41:17 | 0 | Ls | 0 | 0000 |  | General | 0 | 0 | Material | N | N | N | ""
10911 | 211133-0000 | Suspension Assembly for GSW 55 sq.mm | Suspension Assembly for GSW 55 sq.mm | 2017-08-04 17:33:34 | 0 | Set | 500447 | 0000 | IDR | General | 0 | 0 | Material | N | N | N | ""
10910 | 211132-0000 | Suspension Assembly for OPGW 60 sq.mm | Suspension Assembly for OPGW 60 sq.mm | 2017-08-04 17:32:42 | 0 | Set | 784469 | 0000 | IDR | General | 0 | 0 | Material | N | N | N | ""
8526 | 310064-0000 | Suspension Clamp | Suspension Clamp | 2015-11-06 16:02:01 | 0 | Set | 17000 | 0000 | IDR | General | 18529.76 | 13617 | Material | N | N | N | ""
11888 | 211365-0000 | Suspension clamp 15 KIP | Suspension clamp 15 KIP | 2021-09-23 20:41:27 | 0 | Pcs | 298000 | 0000 | IDR | General | 0 | 0 | Material | N | N | N | ""
11889 | 211366-0000 | Suspension Clamp 18 KIP | Suspension Clamp 18 KIP | 2021-09-23 20:44:16 | 0 | Pcs | 443000 | 0000 | IDR | General | 0 | 0 | Material | N | N | N | ""
11934 | 611222-0000 | Suspension Clamp for OHGW 80 kN | Suspension Clamp for OHGW 80 kN | 2021-10-15 18:24:01 | 0 | Pcs | 443000 | 0000 | IDR | General | 0 | 0 | Material | N | N | N | ""
10157 | 413169-0000 | Suspension Fitting ADSS 24C Span 600 | Suspension Fitting ADSS 24C Span 600 | 2016-02-22 13:44:58 | 0 | Set | 1400000 | 0000 | IDR | General | 0 | 13480 | Material | N | N | N | ""
10191 | 413173-0000 | Suspension fitting adss span 600 | Suspension fitting ADSS span 600 | 2016-05-18 11:22:16 | 0 | Set | 0 | 0000 |  | General | 0 | 13312 | Material | N | N | N | ""
11824 | 211334-0000 | Suspension Porcelain Insulator 120 Kn (Fog Type) | Suspension Porcelain Insulator 120 Kn (Fog Type) | 2021-08-14 17:57:55 | 0 | Pcs | 291500 | 0000 | IDR | General | 0 | 0 | Material | N | N | N | ""
11823 | 211333-0000 | Suspension Porcelain Insulator 210 Kn (Fog Type) | Suspension Porcelain Insulator 210 Kn (Fog Type) | 2021-08-14 17:57:22 | 0 | Pcs | 23.7 | 0000 | USD | General | 0 | 0 | Material | N | N | N | ""
8556 | 313032-0000 | Suspension Set for GSW 55 mm2 | Suspension Set for GSW 55 mm2 | 2016-11-15 10:13:15 | 0 | Pcs | 259250 | 0000 | IDR | General | 0 | 11132 | Material | N | N | N | ""
11887 | 211364-0000 | Swaged Cable 5/8 | Swaged Cable 5/8 | 2021-09-23 20:37:59 | 0 | Mtr | 767073.17 | 0000 | IDR | General | 0 | 0 | Material | N | N | N | ""
12190 | 211449-0000 | Swaged Cable with dia 5/8 Inch, Length 23.3 Meter (6x19 IWRC Galvanized with Closed Swage Sockets Both End Eye) | Swaged Cable with dia 5/8 Inch, Length 23.3 Meters (6x19 IWRC Galvanized with Closed Swage Sockets Both End Eye) | 2023-01-18 18:37:26 | 0 | Pcs | 4845000 | 0000 | IDR | General | 0 | 0 | Material | N | N | N | ""
12188 | 211447-0000 | Swaged Cable with dia 5/8 Inch, Length 4.1 Meter (6x19 IWRC Galvanized with Closed Swage Sockets Both End Eye) | Swaged Cable with dia 5/8 Inch, Length 4.1 Meters (6x19 IWRC Galvanized with Closed Swage Sockets Both End Eye) | 2023-01-18 18:35:36 | 0 | Pcs | 3255000 | 0000 | IDR | General | 0 | 0 | Material | N | N | N | ""
12189 | 211448-0000 | Swaged Cable with dia 5/8 Inch, Length 7.3 Meter (6x19 IWRC Galvanized with Closed Swage Sockets Both End Eye) | Swaged Cable with dia 5/8 Inch, Length 7.3 Meters (6x19 IWRC Galvanized with Closed Swage Sockets Both End Eye) | 2023-01-18 18:36:41 | 0 | Pcs | 3525000 | 0000 | IDR | General | 0 | 0 | Material | N | N | N | ""
10462 | 610005-TSE0 | Swifel 8T | Swifel 8T | 2016-12-21 20:58:18 | 0 | Set | 1785000 | TSE0 | IDR | TSE | 0 | 0 | Material | N | N | N | ""
11031 | 810045-0000 | Switch Managed WS-C2960-24TC-s | Managed Switch WS-C2960-24TC-s | 2017-11-29 10:27:58 | 0 | Pcs | 4700000 | 0000 | IDR | General | 0 | 0 | Material | N | N | N | ""
10385 | 413190-0000 | Switch on / pedal for breaker | Switch on / pedal for breaker | 2016-10-19 11:22:02 | 0 | Pcs | 450000 | 0000 | IDR | General | 0 | 0 | Material | N | N | N | ""
10089 | 313217-0000 | Switch Type 205A ( material SCADA ) | Switch Type 205A (SCADA material) | 2015-12-01 13:21:09 | 0 | Pcs | 0 | 0000 |  | General | 0 | 0 | Material | N | N | N | ""
12681 | 313757-0000 | Switchboard Accessories and Tools For 20 kV Switchgears | Switchboard Accessories and Tools For 20 kV Switchgears | 2025-07-10 10:46:52 | 0 | Set | 24500000 | 0000 | IDR | General | 0 | 0 | Material | N | N | N | ""
12051 | 611290-0000 | Switchgear Tools Set | Switchgear Tools Set | 2022-01-27 15:42:42 | 0 | Set | 0 | 0000 |  | General | 0 | 0 | Material | N | N | N | ""
8808 | 313039-0000 | Symmetrical Vee Suspension String Set 120 kN ACSR 240/40 mm2 | Symmetrical Vee Suspension String Set 120 kN ACSR 240/40 mm2 | 2014-08-07 18:26:19 | 0 | Set | 0 | 0000 | IDR | General | 0 | 11916 | Material | N | N | N | ""
9861 | 323119-0000 | System engineering | System engineering | 2015-03-20 15:28:20 | 0 | lot | 7000000 | 0000 | IDR | General | 50392.3 | 13183 | Material | N | N | N | ""
12857 | 313852-0000 | T Clamp Connector for 1 x TAL 660 Sqmm to Stud Dia 30 mm | T Clamp Connector for 1 x TAL 660 Sqmm to Stud Dia 30 mm | 2025-12-30 10:58:58 | 0 | Pcs | 648450 | 0000 | IDR | General | 0 | 0 | Material | N | N | N | ""
12854 | 313849-0000 | T Clamp Connector for 2 x TAL 660 Sqmm | T Clamp Connector for 2 x TAL 660 Sqmm | 2025-12-29 21:50:20 | 0 | Pcs | 1202400 | 0000 | IDR | General | 0 | 0 | Material | N | N | N | ""
12855 | 313850-0000 | T Clamp Connector for 2 x TAL 850 Sqmm | T Clamp Connector for 2 x TAL 850 Sqmm | 2025-12-29 21:50:49 | 0 | Pcs | 1355850 | 0000 | IDR | General | 0 | 0 | Material | N | N | N | ""
10391 | 313240-0000 | T Connector 240 mm - 850 mm | T Connector 240 mm - 850 mm | 2016-11-14 10:53:23 | 0 | Pcs | 675000 | 0000 | IDR | General | 0 | 0 | Material | N | N | N | ""
10393 | 313242-0000 | T Connector 660 mm - 850 mm | T Connector 660 mm - 850 mm | 2016-11-14 10:54:47 | 0 | Pcs | 720000 | 0000 | IDR | General | 0 | 0 | Material | N | N | N | ""
10392 | 313241-0000 | T Connector Stud 60 mm - 850 mm | T Connector Stud 60 mm - 850 mm | 2017-08-03 17:24:54 | 0 | Pcs | 800000 | 0000 | IDR | General | 800000 | 13327 | Material | N | N | N | ""
12856 | 313851-0000 | T Flat Clamp Connector for 1 x TAL 660 Sqmm | T Flat Clamp Connector for 1 x TAL 660 Sqmm | 2025-12-29 21:57:10 | 0 | Pcs | 626850 | 0000 | IDR | General | 0 | 0 | Material | N | N | N | ""
12858 | 313853-0000 | T Flat Clamp Connector for 1 x TAL 660 Sqmm to Plat 20x100x100mm | T Flat Clamp Connector for 1 x TAL 660 Sqmm to Plate 20x100x100mm | 2025-12-30 10:59:45 | 0 | Pcs | 0 | 0000 |  | General | 0 | 0 | Material | N | N | N | ""
11174 | 211167-0000 | T Konektor A2C Lupine 2 x 1267 to A2C Lupine 2 x 1267 | T Connector A2C Lupine 2 x 1267 to A2C Lupine 2 x 1267 | 2018-09-25 11:44:52 | 0 | Pcs | 0 | 0000 |  | General | 0 | 0 | Material | N | N | N | ""
11176 | 211169-0000 | T Konektor A2C Lupine 2 x 1267 to A3C 300 | T Lupine 2 x 1267 to A3C 300 A2C connector | 2018-09-25 11:46:57 | 0 | Pcs | 909000 | 0000 | IDR | General | 0 | 0 | Material | N | N | N | ""
11173 | 211166-0000 | T Konektor A2C Lupine 2 x 1267 to A3C 630 | T Lupine 2 x 1267 to A3C 630 A2C connector | 2018-09-25 11:43:41 | 0 | Pcs | 0 | 0000 |  | General | 0 | 0 | Material | N | N | N | ""
11165 | 211158-0000 | T Konektor A2C Lupine 2 x 1267 to to Plate 6 - Holes Dia. 14.3 | T Lupine A2C Connector 2 x 1267 to Plate 6 - Holes Dia. 14.3 | 2018-09-25 11:32:23 | 0 | Pcs | 670000 | 0000 | IDR | General | 0 | 0 | Material | N | N | N | ""
11175 | 211168-0000 | T Konektor A3C 300 to A3C 300 | T Connector A3C 300 to A3C 300 | 2018-09-25 11:45:54 | 0 | Pcs | 731500 | 0000 | IDR | General | 0 | 0 | Material | N | N | N | ""
11168 | 211161-0000 | T Konektor A3C 300 to Pin 40 mm | T Connector A3C 300 to Pin 40 mm | 2018-09-25 11:37:19 | 0 | Pcs | 793500 | 0000 | IDR | General | 0 | 0 | Material | N | N | N | ""
11170 | 211163-0000 | T Konektor A3C 300 to Stud Trafo Pin 30 mm | T Connector A3C 300 to Stud Transformer Pin 30 mm | 2018-09-25 11:39:44 | 0 | Pcs | 762500 | 0000 | IDR | General | 0 | 0 | Material | N | N | N | ""
11172 | 211165-0000 | T Konektor A3C 630 to A3C 630 | T Connector A3C 630 to A3C 630 | 2018-09-25 11:42:33 | 0 | Pcs | 839500 | 0000 | IDR | General | 0 | 0 | Material | N | N | N | ""
11156 | 211149-0000 | T Konektor A3C 630 to Pin 40 mm | T Connector A3C 630 to Pin 40 mm | 2018-09-25 11:15:53 | 0 | Pcs | 847000 | 0000 | IDR | General | 0 | 0 | Material | N | N | N | ""
11152 | 211145-0000 | T Konektor A3C 630 to Plate 4 - Holes Dia. 14.5 | T Connector A3C 630 to Plate 4 - Holes Dia. 14.5 | 2018-09-25 11:07:07 | 0 | Pcs | 748500 | 0000 | IDR | General | 0 | 0 | Material | N | N | N | ""
11171 | 211164-0000 | T Konektor ACSR 240 to A3C 630 | T ACSR 240 to A3C 630 connector | 2018-09-25 11:40:56 | 0 | Pcs | 762500 | 0000 | IDR | General | 0 | 0 | Material | N | N | N | ""
10048 | 313193-0000; 313198-0000 | T- terminal conector for DS. TAL 850 sqm to stud dia. 50x120mm, tin plated | T- terminal connector for DS. TAL 850 sqm to stud dia. 50x120mm, tin plated | 2015-11-19 11:07:37 | 0 | Pcs | 66.02 | 0000 | USD | General | 0 | 13648 | Material | N | N | N | ""
11489 | 611159-0000 | Tabung Gas Oksigen | Oxygen Gas Cylinder | 2019-09-04 11:03:55 | 0 | M3 | 1400000 | 0000 | IDR | General | 0 | 0 | Material | N | N | N | ""
9918 | 221028-0000; 221030-0000; 221031-0000 | Tag weld baut tower latice s/d elevasi 10 m diatas permukaan tanah | Tag weld bolt tower latice up to elevation 10 m above ground level | 2015-06-19 15:02:49 | 0 | Ls | 0 | 0000 |  | General | 0 | 0 | Material | N | N | N | ""
10380 | 820094-0000 | Tagihan Air PAM Graha QDC | Graha QDC PAM Water Bill | 2016-09-29 14:58:11 | 0 | Mth | 124072 | 0000 | IDR | General | 0 | 0 | Material | N | N | N | ""
10014 | 810021-0000 | Tagihan Listrik | Electricity bills | 2015-10-08 09:05:53 | 0 | Mth | 0 | 0000 |  | General | 0 | 0 | Material | N | N | N | ""
10074 | 313213-0000 | TAL 850 mm2 JEC3406-T6D1K5 | TAL 850 mm2 JEC3406-T6D1K5 | 2015-11-24 16:38:35 | 0 | Mtr | 109850 | 0000 | IDR | General | 0 | 0 | Material | N | N | N | ""
12788 | 111710-0000 | Talang Air Galvalum Lebar 600 mm | Galvalum Gutter 600 mm Wide | 2025-11-22 23:17:41 | 0 | Mtr | 0 | 0000 |  | General | 0 | 0 | Material | N | N | N | ""
11698 | 111572-0000 | Talang PVC | PVC Gutter | 2020-11-12 21:49:15 | 0 | btg | 92727.28 | 0000 | IDR | General | 0 | 0 | Material | N | N | N | ""
9084 | 111275-0000 | Tali Nylon 18mm | 18mm Nylon Rope | 2014-03-14 11:25:05 | 0 | Rol | 1650000 | 0000 | IDR | General | 1730000 | 11633 | Material | N | N | N | ""
8378 | 111203-0000 | Tali Nylon 2.5mm | 2.5mm Nylon Rope | 2013-08-20 10:56:54 | 0 | Rol | 250000 | 0000 | IDR | General | 0 | 10301 | Material | N | N | N | ""
11471 | 111531-0000 | Tambang | Mine | 2019-08-29 15:45:34 | 0 | Rol | 1744324.32 | 0000 | IDR | General | 0 | 0 | Material | N | N | N | ""
11695 | 211319-0000 | Tambang / Tali Manila / Rafia | Rope / Manila Rope / Raffia | 2020-11-02 22:10:37 | 0 | Mtr | 10352.73 | 0000 | IDR | General | 0 | 0 | Material | N | N | N | ""
11694 | 211318-0000 | Tambang 8 mm | 8mm mine | 2020-11-02 20:20:01 | 0 | Mtr | 20000 | 0000 | IDR | General | 0 | 0 | Material | N | N | N | ""
11314 | 611121-0000 | Tambang Mili Propyline Strip Biru D.16 mm | Milli Propyline Strip Blue D.16 mm | 2019-03-22 15:14:35 | 0 | Rol | 1436937 | 0000 | IDR | General | 0 | 0 | Material | N | N | N | ""
11365 | 111498-0000; 611120-0000; 61000855 | Tambang Nilon 16 MM | 16MM Nylon Mine | 2019-04-18 10:49:59 | 0 | Mtr | 9680 | 0000 | IDR | General | 0 | 0 | Material | N | N | N | ""
11310 | 611119-0000 | Tambang Nylon 5mm | 5mm Nylon Mine | 2019-03-19 09:17:23 | 0 | Rol | 240000 | 0000 | IDR | General | 0 | 0 | Material | N | N | N | ""
8349 | 111036-0000 | Tanah Urugan | Filled Land | 2013-08-05 10:33:06 | 0 | M3 | 40000 | 0000 | IDR | General | 0 | 0 | Material | N | N | N | ""
12264 | 810119-0000 | Tanaman Hias Besar - Plastic | Large Ornamental Plants - Plastic | 2023-05-29 06:23:34 | 0 | Pcs | 1648342.34 | 0000 | IDR | General | 0 | 0 | Material | N | N | N | ""
12265 | 810120-0000 | Tanaman Hias Kecil - Plastic | Small Ornamental Plants - Plastic | 2023-05-29 06:27:14 | 0 | Pcs | 0 | 0000 |  | General | 0 | 0 | Material | N | N | N | ""
11700 | 111573-0000 | Tanaman Rumput | Grass Plants | 2020-11-20 13:19:18 | 0 | M2 | 50000 | 0000 | IDR | General | 0 | 0 | Material | N | N | N | ""
11918 | 313539-0000 | Tang Ampere | Ampere Clamp | 2021-10-11 20:37:20 | 0 | Pcs | 334350 | 0000 | IDR | General | 0 | 0 | Material | N | N | N | ""
6635 | 61000838 | Tang Buaya 10 inch | 10 inch Crocodile Pliers | 2012-06-18 15:33:14 | 0 | Ea | 90000 | 00 | IDR | N_Brand | 0 | 0 | Material | N | Y | N | ""
11464 | 611157-0000 | Tang Gegep | Tang Gegep | 2019-08-21 20:47:50 | 0 | Pcs | 110000 | 0000 | IDR | General | 0 | 0 | Material | N | N | N | ""
6633 | 61000836 | Tang Kombinasi 8 inch | 8 inch Combination Pliers | 2012-06-18 15:34:35 | 0 | Ea | 55000 | N | IDR | N_Brand | 0 | 0 | Material | N | Y | N | ""
1182 | 1001061 | Tang Potong 16cm - 2,5 inch | Cutting Pliers 16cm - 2.5 inch |  | 0 | ea | 55000 | "" | IDR | "" | 25000 | 0 | Material | N | Y | N | Jakarta
10075 | 413155-0000 | Tangga Teleskopik | Telescopic Ladder | 2015-11-30 15:06:53 | 0 | Pcs | 100000 | 0000 | IDR | General | 0 | 0 | Material | Y | N | N | ""
12803 | 111717-0000 | Tangga Vertikal Baja Tinggi 3000 mm | 3000 mm High Steel Vertical Ladder | 2025-11-30 13:53:48 | 0 | Unit | 0 | 0000 |  | General | 0 | 0 | Material | N | N | N | ""
11810 | 611190-0000 | Tangki Air | Water tank | 2021-06-18 21:51:16 | 0 | Unit | 1800000 | 0000 | IDR | General | 0 | 0 | Material | N | N | N | ""
12088 | 810116-0000 | Tarif Bea Masuk | Import Duty Tariff | 2022-02-16 06:40:08 | 0 | Ls | 0 | 0000 |  | General | 0 | 0 | Material | N | N | N | ""
11616 | 211303-0000 | Tas Backpack | Backpack | 2020-04-07 18:29:36 | 0 | Pcs | 575150 | 0000 | IDR | General | 0 | 0 | Material | N | N | N | ""
11617 | 211304-0000 | Tas Kecil | Small Bag | 2020-04-07 18:30:20 | 0 | Pcs | 150000 | 0000 | IDR | General | 0 | 0 | Material | N | N | N | ""
11570 | 810108-0000 | tas P3K dan isinya | first aid bag and its contents | 2019-11-26 15:24:53 | 0 | Pcs | 250000 | 0000 | IDR | General | 0 | 0 | Material | N | N | N | ""
11411 | 810087-0000 | Tas selempang / tools bag | Sling bag / tool bag | 2019-07-17 15:06:25 | 0 | Pcs | 250000 | 0000 | IDR | General | 0 | 0 | Material | N | N | N | ""
11903 | 211380-0000 | T-BAR Foundation Stake | T-BAR Foundation Stake | 2021-09-23 21:18:48 | 0 | Pcs | 187200 | 0000 | IDR | General | 0 | 0 | Material | N | N | N | ""
11578 | 211274-0000 | T-bow pvc 3 inch | 3 inch PVC T-bow | 2020-02-11 14:13:37 | 0 | Pcs | 45000 | 0000 | IDR | General | 0 | 0 | Material | N | N | N | ""
11580 | 211276-0000 | T-bow pvc 3/4 inch | 3/4 inch PVC T-bow | 2020-02-11 14:16:49 | 0 | Pcs | 4000 | 0000 | IDR | General | 0 | 0 | Material | N | N | N | ""
11575 | 211271-0000 | T-bow PVC 4 inch | 4 inch PVC T-bow | 2020-02-11 14:09:00 | 0 | Pcs | 90000 | 0000 | IDR | General | 0 | 0 | Material | N | N | N | ""
12651 | 313751-0000 | T-Clamp 2xAAAC 630 Sqmm to 1 x TAL 850 Sqmm | T-Clamp 2xAAAC 630 Sqmm to 1 x TAL 850 Sqmm | 2025-06-12 11:37:46 | 0 | Pcs | 897129.3 | 0000 | IDR | General | 0 | 0 | Material | N | N | N | ""
11045 | 313394-0000 | T-Clamp Double Conduktor TAL 660 | T-Clamp Double Conductor TAL 660 | 2018-03-01 17:14:40 | 0 | Set | 0 | 0000 |  | General | 0 | 13648 | Material | N | N | N | ""
11272 | 211222-0000 | T-connector for 1xAAAC 300SQmm to 1xAAAC 300SQmm | T-connector for 1xAAAC 300SQmm to 1xAAAC 300SQmm | 2019-02-11 14:17:36 | 0 | Pcs | 700000 | 0000 | IDR | General | 0 | 14049 | Material | N | N | N | ""
11268 | 211218-0000 | T-connector for 1xAAAC 630SQmm to 1xAAAC 630SQmm | T-connector for 1xAAAC 630SQmm to 1xAAAC 630SQmm | 2019-02-11 14:14:05 | 0 | Pcs | 33082 | 0000 | KRW | General | 0 | 14049 | Material | N | N | N | ""
12387 | 313633-0000 | T-connector for 1xAAC 1267sqmm to 1xAAC 1267sqmm | T-connector for 1xAAC 1267sqmm to 1xAAC 1267sqmm | 2024-05-23 09:54:48 | 0 | Pcs | 927350 | 0000 | IDR | General | 0 | 0 | Material | N | N | N | ""
11267 | 211217-0000 | T-connector for 1xACSR 240SQmm(21.9mm) to 1xAAAC 630SQmm | T-connector for 1xACSR 240SQmm(21.9mm) to 1xAAAC 630SQmm | 2019-02-11 14:12:36 | 0 | Pcs | 810000 | 0000 | IDR | General | 0 | 14049 | Material | N | N | N | ""
12432 | 313652-0000 | T-connector for 1xACSR 450 SQmm to 1xAAC 1267 SQmm | T-connector for 1xACSR 450 SQmm to 1xAAC 1267 SQmm | 2024-08-19 10:16:54 | 0 | Set | 704650 | 0000 | IDR | General | 0 | 0 | Material | N | N | N | ""
12425 | 313649-0000 | T-connector for 1xACSR/AS 250Sqmm to 1xTAL 850Sqmm | T-connector for 1xACSR/AS 250Sqmm to 1xTAL 850Sqmm | 2024-07-30 22:53:52 | 0 | Pcs | 680864.4 | 0000 | IDR | General | 0 | 0 | Material | N | N | N | ""
12835 | 313833-0000 | T-connector for 1xTAL 660SQmm to 1xTAL 660SQmm | T-connector for 1xTAL 660SQmm to 1xTAL 660SQmm | 2025-12-07 12:13:10 | 0 | Pcs | 666450 | 0000 | IDR | General | 0 | 0 | Material | N | N | N | ""
11298 | 313446-0000 | T-connector for 2xAAAC 630SQmm to 1xAAAC 630SQmm | T-connector for 2xAAAC 630SQmm to 1xAAAC 630SQmm | 2019-02-12 18:38:47 | 0 | Pcs | 55998 | 0000 | KRW | General | 0 | 14049 | Material | N | N | N | ""
12388 | 313634-0000 | T-connector for 2xAAC 1267sqmm to 1xAAC 1267sqmm | T-connector for 2xAAC 1267sqmm to 1xAAC 1267sqmm | 2024-05-23 09:58:05 | 0 | Pcs | 1347675 | 0000 | IDR | General | 0 | 0 | Material | N | N | N | ""
11273 | 211223-0000 | T-connector for 2xAAC Lupine 1267SQmm to 1xAAAC 300SQmm | T-connector for 2xAAC Lupine 1267SQmm to 1xAAAC 300SQmm | 2019-02-11 14:19:11 | 0 | Pcs | 64.26 | 0000 | USD | General | 0 | 14049 | Material | N | N | N | ""
11269 | 211219-0000 | T-connector for 2xAAC Lupine 1267SQmm to 1xAAAC 630SQmm | T-connector for 2xAAC Lupine 1267SQmm to 1xAAAC 630SQmm | 2019-02-11 14:14:57 | 0 | Pcs | 76169 | 0000 | KRW | General | 0 | 14049 | Material | N | N | N | ""
11270 | 211220-0000 | T-connector for 2xAAC Lupine 1267SQmm to 2xAAC Lupine 1267SQmm | T-connector for 2xAAC Lupine 1267SQmm to 2xAAC Lupine 1267SQmm | 2019-02-11 14:15:47 | 0 | Pcs | 122967 | 0000 | KRW | General | 0 | 14049 | Material | N | N | N | ""
11271 | 211221-0000 | T-connector for 2xAAC Lupine 1267SQmm to 2xAAC Lupine 1267SQmm, cross type | T-connector for 2xAAC Lupine 1267SQmm to 2xAAC Lupine 1267SQmm, cross type | 2019-02-11 14:16:44 | 0 | Pcs | 187517 | 0000 | KRW | General | 0 | 14049 | Material | N | N | N | ""
12823 | 313821-0000 | T-connector for 2xACSR 450 SQmm to 2xTAL 660 SQmm | T-connector for 2xACSR 450 SQmm to 2xTAL 660 SQmm | 2025-12-07 10:28:17 | 0 | Pcs | 1854000 | 0000 | IDR | General | 0 | 0 | Material | N | N | N | ""
12424 | 313648-0000 | T-connector for 2xTAL 630SQmm to 1xTAL 850SQmm | T-connector for 2xTAL 630SQmm to 1xTAL 850SQmm | 2024-07-30 22:50:24 | 0 | Pcs | 893795 | 0000 | IDR | General | 0 | 0 | Material | N | N | N | ""
10971 | 313360-0000 | T-connector for 2xTAL 660SQmm to 2xTAL 660SQmm | T-connector for 2xTAL 660SQmm to 2xTAL 660SQmm | 2017-09-26 11:52:38 | 0 | Pcs | 0 | 0000 |  | General | 0 | 13226 | Material | N | N | N | ""
12822 | 313820-0000 | T-connector for 2xTAL 660SQmm to pad 100x100x20T | T-connector for 2xTAL 660SQmm to pad 100x100x20T | 2025-12-07 10:23:57 | 0 | Pcs | 879750 | 0000 | IDR | General | 0 | 0 | Material | N | N | N | ""
12820 | 313818-0000 | T-connector for 2xTAL 660SQmm to pad 150x150x20T | T-connector for 2xTAL 660SQmm to pad 150x150x20T | 2025-12-07 10:18:52 | 0 | Pcs | 0 | 0000 |  | General | 0 | 0 | Material | N | N | N | ""
12836 | 313834-0000 | T-connector for 2xTAL 850SQmm to 1xTAL 660SQmm | T-connector for 2xTAL 850SQmm to 1xTAL 660SQmm | 2025-12-07 12:14:24 | 0 | Pcs | 1139400 | 0000 | IDR | General | 0 | 0 | Material | N | N | N | ""
12341 | 313621-0000 | T-connector for 2xTAL 850SQmm to 1xTAL 850SQmm | T-connector for 2xTAL 850SQmm to 1xTAL 850SQmm | 2024-04-27 19:46:14 | 0 | Pcs | 1119150 | 0000 | IDR | General | 0 | 0 | Material | N | N | N | ""
12813 | 313811-0000 | T-connector for 2xTAL 850SQmm to 2xTAL 660SQmm | T-connector for 2xTAL 850SQmm to 2xTAL 660SQmm | 2025-12-07 09:10:24 | 0 | Pcs | 1450800 | 0000 | IDR | General | 0 | 0 | Material | N | N | N | ""
12824 | 313822-0000 | T-connector for 2xTAL 850SQmm to 2xTAL 850SQmm | T-connector for 2xTAL 850SQmm to 2xTAL 850SQmm | 2025-12-07 10:32:19 | 0 | Pcs | 1566450 | 0000 | IDR | General | 0 | 0 | Material | N | N | N | ""
12821 | 313819-0000 | T-connector for 2xTAL 850SQmm to pad 100x100x20T | T-connector for 2xTAL 850SQmm to pad 100x100x20T | 2025-12-07 10:21:00 | 0 | Pcs | 0 | 0000 |  | General | 0 | 0 | Material | N | N | N | ""
11124 | 313435-0000 | T-connector for TAL 1000SQmm to 2xTAL 660SQmm | T-connector for TAL 1000SQmm to 2xTAL 660SQmm | 2018-05-30 09:25:29 | 0 | Pcs | 55.22 | 0000 | USD | General | 0 | 0 | Material | N | N | N | ""
11125 | 313436-0000 | T-connector for TAL 1000SQmm to TAL 850SQmm | T-connector for TAL 1000SQmm to TAL 850SQmm | 2018-05-30 09:28:21 | 0 | Pcs | 2300000 | 0000 | IDR | General | 0 | 0 | Material | N | N | N | ""
10046 | 313191-0000 | T-connector for TAL 150 850 sqm to TAL 850 sqm | T-connector for TAL 150 850 sqm to TAL 850 sqm | 2017-09-26 11:51:09 | 0 | Pcs | 47.99 | 0000 | USD | General | 0 | 13648 | Material | N | N | N | ""
10968 | 313357-0000 | T-connector for TAL 240SQmm to TAL 850SQmm | T-connector for TAL 240SQmm to TAL 850SQmm | 2017-09-26 11:51:31 | 0 | Pcs | 33.21 | 0000 | USD | General | 0 | 13226 | Material | N | N | N | ""
11109 | 313426-0000 | T-connector for TAL 660SQmm to TAL 660SQmm | T-connector for TAL 660SQmm to TAL 660SQmm | 2018-05-14 11:27:53 | 0 | Pcs | 29.97 | 0000 | USD | General | 0 | 0 | Material | N | N | N | ""
10969 | 313358-0000 | T-connector for TAL 850SQmm to 2xTAL 660SQmm | T-connector for TAL 850SQmm to 2xTAL 660SQmm | 2017-09-26 11:51:54 | 0 | Pcs | 52.79 | 0000 | USD | General | 0 | 13226 | Material | N | N | N | ""
10970 | 313359-0000 | T-connector for TAL 850SQmm to TAL 850SQmm | T-connector for TAL 850SQmm to TAL 850SQmm | 2017-09-26 11:52:15 | 0 | Pcs | 853433 | 0000 | IDR | General | 0 | 13226 | Material | N | N | N | ""
10636 | 210001-ALFR | TCT Cutter depth 30 mm - Dia. 26 mm | TCT Cutter depth 30 mm - Dia. 26mm | 2017-06-06 09:17:50 | 0 | Unit | 0 | ALFR |  | Alfra - Germany | 0 | 13297 | Material | N | N | N | ""
10605 | 610001-ALFR | TCT Cutter depth 35 mm - Dia. 18 mm | TCT Cutter depth 35 mm - Dia. 18mm | 2017-04-27 16:19:23 | 0 | Unit | 320000 | ALFR | IDR | Alfra - Germany | 0 | 0 | Material | N | N | N | ""
10606 | 610002-ALFR | TCT Cutter depth 35 mm - Dia. 22 mm | TCT Cutter depth 35 mm - Dia. 22mm | 2017-04-27 16:23:46 | 0 | Unit | 395000 | ALFR | IDR | Alfra - Germany | 0 | 0 | Material | N | N | N | ""
10637 | 110001-ALFR | TCT Cutter depth 35 mm - Dia.22 mm | TCT Cutter depth 35 mm - Dia.22 mm | 2017-06-06 14:59:03 | 0 | Pcs | 15000 | ALFR | IDR | Alfra - Germany | 0 | 0 | Material | N | N | N | ""
7648 | 310042-0000 | Tee dus | Tee box |  | 0 | Pcs | 5000 | Gener | IDR | "" | 0 | 0 | Material | N | N | N
11634 | 313515-0000 | Tee pead connector for ACCC Lisbon 310 mm2 to AAAC 630 mm2 | Tee pead connector for ACCC Lisbon 310 mm2 to AAAC 630 mm2 | 2020-07-22 15:55:32 | 0 | Pcs | 2495025 | 0000 | IDR | General | 0 | 0 | Material | N | N | N | ""
12585 | 211483-0000 | Tee PVC 6 inch | 6 inch PVC Tee | 2025-02-12 14:19:21 | 0 | Pcs | 260100 | 0000 | IDR | General | 0 | 0 | Material | N | N | N | ""
8132 | 411003-0000 | Tel Copper Cable Connector (Tel-Splice) | Tel Copper Cable Connector (Tel-Splice) |  | 0 | Pcs | 0 | 0000 |  |  | 0 | 0 |  | N | N | N
9778 | 323104-0000; 313165-0000 | TELEPHONE TERMINAL. | TELEPHONE TERMINAL. | 2015-02-03 14:36:53 | 0 | Set | 0 | 0000 | IDR | General | 0 | 12502 | Material | N | N | N | ""
9776 | 313161-0000; 323109-0000 | TELEPROTECTION EQUIPMENT (SUITABLE FOR PROPOSED DIGITAL PLC). | TELEPROTECTION EQUIPMENT (SUITABLE FOR PROPOSED DIGITAL PLC). | 2015-02-03 14:34:31 | 0 | Set | 10000000 | 0000 | IDR | General | 0 | 12502 | Material | N | N | N | ""
9802 | 820067-0000 | Temporary Office/warehouse | Temporary Office/warehouse | 2015-02-12 10:55:24 | 0 | Ls | 1320000 | 0000 | IDR | General | 0 | 12502 | Material | N | N | N | ""
11661 | 413210-0000 | TEMS Handset | TEMS Handset | 2020-09-21 12:53:35 | 0 | Pcs | 2500000 | 0000 | IDR | General | 0 | 0 | Material | N | N | N | ""
9497 | 611036-0000 | Tenda Payung Diameter 2,5m | 2.5m Diameter Umbrella Tent | 2014-10-16 11:56:29 | 0 | Pcs | 2000000 | 0000 | IDR | General | 0 | 12172 | Material | N | N | N | ""
11222 | 810073-0000 | Tensi Omron 8712 | Omron 8712 Blood Pressure Monitor | 2018-12-11 14:13:27 | 0 | Set | 435100 | 0000 | IDR | General | 0 | 0 | Material | N | N | N | ""
10156 | 413168-0000 | Tension Fitting ADSS 24C Span 600 | Tension Fitting ADSS 24C Span 600 | 2016-02-22 13:44:45 | 0 | Set | 670145 | 0000 | IDR | General | 0 | 13480 | Material | N | N | N | ""
10192 | 413174-0000 | Tension fitting adss span 600 | Tension fitting adss span 600 | 2016-05-18 13:13:46 | 0 | Set | 0 | 0000 |  | General | 0 | 13312 | Material | N | N | N | ""
11120 | 313432-0000 | Tension OPGW 70 RHL, incl. Downlead clamp | Tension OPGW 70 RHL, incl. Downlead clamp | 2018-05-23 11:23:05 | 0 | Set | 1566500 | 0000 | IDR | General | 0 | 0 | Material | N | N | N | ""
12211 | 129444-0000 | Tension Plate Rent | Tension Plate Rental | 2023-03-21 09:55:39 | 0 | Pc/Month | 5600 | 0000 | IDR | General | 0 | 0 | Material | N | N | N | ""
10812 | 313294-0000 | Tension set for GSW 55 mm | Tension set for GSW 55 mm | 2017-08-04 09:38:06 | 0 | Set | 493000 | 0000 | IDR | General | 0 | 0 | Material | N | N | N | ""
10813 | 313295-0000 | Tension set for OPGW 60 mm | Tension set for OPGW 60 mm | 2017-08-04 09:39:17 | 0 | Set | 619375 | 0000 | IDR | General | 0 | 0 | Material | N | N | N | ""
10505 | 610002-ZECH | Tensioner 75 KN, D 1500 mm Zech | Tensioner 75 KN, D 1500 mm Zech | 2016-12-22 00:20:41 | 0 | Pcs | 0 | ZECH |  | Zech | 0 | 0 | Material | N | N | N | ""
10506 | 610003-ZECH | Tensioner with engine B1500/7.5 | Tensioner with engine B1500/7.5 | 2016-12-23 07:09:47 | 0 | Set | 1105000000 | ZECH | IDR | Zech | 0 | 13355 | Material | N | N | N | ""
12575 | 313722-0000 | Terminal Block D-UK 4/10 | Terminal Block D-UK 4/10 | 2025-01-17 17:46:51 | 0 | Pcs | 5704 | 0000 | IDR | General | 0 | 0 | Material | N | N | N | ""
12576 | 313723-0000 | Terminal Block D-URTK | Terminal Block D-URTK | 2025-01-17 17:47:23 | 0 | Pcs | 14468 | 0000 | IDR | General | 0 | 0 | Material | N | N | N | ""
12581 | 313728-0000 | Terminal Block E/UK | Terminal Block E/UK | 2025-01-17 18:26:31 | 0 | Pcs | 1298 | 0000 | IDR | General | 0 | 0 | Material | N | N | N | ""
12572 | 313719-0000 | Terminal Block EB 10-8 | Terminal Block EB 10-8 | 2025-01-17 17:43:37 | 0 | Pcs | 36570 | 0000 | IDR | General | 0 | 0 | Material | N | N | N | ""
12573 | 313720-0000 | Terminal Block FBI 10-6 | FBI Terminal Block 10-6 | 2025-01-17 17:44:50 | 0 | Pcs | 21030 | 0000 | IDR | General | 0 | 0 | Material | N | N | N | ""
12574 | 313721-0000 | Terminal Block FBI 10-8 | FBI Terminal Block 10-8 | 2025-01-17 17:46:10 | 0 | Pcs | 21230 | 0000 | IDR | General | 0 | 0 | Material | N | N | N | ""
12882 | 313869-0000 | Terminal Block Feed-Through 6 mm2, DIN Rail, 600 V, 50 A | Terminal Block Feed-Through 6 mm2, DIN Rail, 600 V, 50 A | 2026-01-09 19:04:19 | 0 | Pcs | 16000 | 0000 | IDR | General | 0 | 0 | Material | N | N | N | ""
12570 | 313717-0000 | Terminal Block KLM | KLM Terminal Block | 2025-01-17 17:38:32 | 0 | Pcs | 2384 | 0000 | IDR | General | 0 | 0 | Material | N | N | N | ""
11627 | 313509-0000 | Terminal Block M 4/6 with disconnect | Terminal Block M 4/6 with disconnect | 2020-07-17 21:43:09 | 0 | Set | 47898 | 0000 | IDR | General | 0 | 0 | Material | N | N | N | ""
12571 | 313718-0000 | Terminal Block SB2-RTK/S | Terminal Block SB2-RTK/S | 2025-01-17 17:42:39 | 0 | Pcs | 15543.34 | 0000 | IDR | General | 0 | 0 | Material | N | N | N | ""
12501 | 313687-0000 | Terminal Block UK5MTK | Terminal Block UK5MTK | 2024-11-07 15:26:30 | 0 | Unit | 21480 | 0000 | IDR | General | 0 | 0 | Material | N | N | N | ""
12488 | 313674-0000 | Terminal Block UK5N | Terminal Block UK5N | 2024-11-07 14:42:15 | 0 | Unit | 11607 | 0000 | IDR | General | 0 | 0 | Material | N | N | N | ""
12487 | 313673-0000 | Terminal Block UK6N | Terminal Block UK6N | 2024-11-07 14:38:59 | 0 | Unit | 15884 | 0000 | IDR | General | 0 | 0 | Material | N | N | N | ""
12486 | 313672-0000 | Terminal Block URTKS | Terminal Block URTKS | 2024-11-07 14:35:31 | 0 | Unit | 20240 | 0000 | IDR | General | 0 | 0 | Material | N | N | N | ""
12489 | 313675-0000 | Terminal Block USLKG10 | Terminal Block USLKG10 | 2024-11-07 14:43:42 | 0 | Unit | 40467 | 0000 | IDR | General | 0 | 0 | Material | N | N | N | ""
12677 | 611346-0000 | Terminal Connector of Total Station for Cable Data USB | Terminal Connector of Total Station for USB Data Cable | 2025-07-05 13:51:55 | 0 | Set | 1700000 | 0000 | IDR | General | 0 | 0 | Material | N | N | N | ""
12468 | 720068-0000 | Terminal Handling Charge Container 20 Ft | Terminal Handling Charge Container 20 Ft | 2024-10-17 22:17:04 | 0 | Unit | 1083333 | 0000 | IDR | General | 0 | 0 | Material | N | N | N | ""
12601 | 720092-0000 | Terminal Handling Charge Container 40 Ft | Terminal Handling Charge Container 40 Ft | 2025-02-28 07:22:50 | 0 | Unit | 1652252 | 0000 | IDR | General | 0 | 0 | Material | N | N | N | ""
12602 | 720093-0000 | Terminal Handling Charge Container 40 Ft | Terminal Handling Charge Container 40 Ft | 2025-02-28 07:25:03 | 0 | Unit | 0 | 0000 |  | General | 0 | 0 | Material | N | N | N | ""
10401 | 313250-0000 | Terminal Jumper | Jumper Terminal | 2016-11-15 10:23:41 | 0 | Pcs | 250000 | 0000 | IDR | General | 0 | 0 | Material | N | N | N | ""
11296 | 211246-0000 | Terminal lug for BCC. 150SQmm to 1hole flat | Terminal lug for BCC. 150SQmm to 1 hole flat | 2019-02-11 15:04:46 | 0 | Pcs | 2.81 | 0000 | USD | General | 0 | 14049 | Material | N | N | N | ""
9226 | 313064-0000 | Terminal Power 12 mm | 12 mm Power Terminal | 2014-05-12 11:20:16 | 0 | Pcs | 0 | 0000 | IDR | General | 0 | 0 | Material | N | N | N | ""
11724 | 910006-0000 | Terminal Schuko 16A | Schuko 16A Terminal | 2021-01-12 11:18:59 | 0 | Pcs | 1325000 | 0000 | IDR | General | 0 | 0 | Material | N | N | N | ""
10293 | 424158-0000 | Terminasi core optik pada kabinet eksisting termasuk pigtail dan adapter | Optical core termination on existing cabinets including pigtails and adapters | 2016-08-30 10:31:39 | 0 | Pcs | 56250 | 0000 | IDR | General | 0 | 0 | Material | N | N | N | ""
10743 | 323180-0000 | Termination Kit for 24 kV XLPE-N2XSY for NGR | Termination Kit for 24 kV XLPE-N2XSY for NGR | 2017-08-03 19:02:07 | 0 | Set | 400000 | 0000 | IDR | General | 0 | 0 | Material | N | N | N | ""
10741 | 323178-0000 | Termination Kit for 24 kV XLPE-N2XSY power cable indoor | Termination Kit for 24 kV XLPE-N2XSY indoor power cable | 2017-08-03 18:59:58 | 0 | Set | 8250000 | 0000 | IDR | General | 0 | 0 | Material | N | N | N | ""
10742 | 323179-0000 | Termination Kit for 24 kV XLPE-N2XSY power cable outdoor | Termination Kit for 24 kV XLPE-N2XSY outdoor power cable | 2017-08-03 19:01:19 | 0 | Set | 4300000 | 0000 | IDR | General | 0 | 0 | Material | N | N | N | ""
10724 | 323174-0000 | Termination Kit for 24 kV XLPE-N2XSY power cable size and fixing accessories | Termination Kit for 24 kV XLPE-N2XSY power cable size and fixing accessories | 2017-08-03 18:37:21 | 0 | Set | 3150000 | 0000 | IDR | General | 0 | 0 | Material | N | N | N | ""
11410 | 810086-0000 | Teropong | Binoculars | 2019-07-17 15:05:20 | 0 | Pcs | 170000 | 0000 | IDR | General | 0 | 0 | Material | N | N | N | ""
10698 | 111448-0000 | Terpal | Tarpaulin | 2017-08-02 10:12:32 | 0 | Lbr | 906360 | 0000 | IDR | General | 0 | 0 | Material | N | N | N | ""
10513 | 129182-0000 | Tes Kubus Beton | Concrete Cube Test | 2017-01-20 14:52:30 | 0 | Pcs | 78125 | 0000 | IDR | General | 0 | 0 | Material | N | N | N | ""
12619 | 313735-0000 | Test Block 14 Jalur | Test Block 14 Line | 2025-04-07 09:55:56 | 0 | Pcs | 0 | 0000 |  | General | 0 | 0 | Material | N | N | N | ""
12731 | 313766-0000 | Test Block 14 Pole, 600V 20A | Test Block 14 Pole, 600V 20A | 2025-10-08 11:44:02 | 0 | Pcs | 3325000 | 0000 | IDR | General | 0 | 0 | Material | N | N | N | ""
12128 | 129434-0000 | Test Kubus | Cube Test | 2022-07-22 09:27:08 | 0 | Pcs | 75000 | 0000 | IDR | General | 0 | 0 | Material | N | N | N | ""
11098 | 129346-0000 | TEST PIT (INVESTIGASI PONDASI EXISTING) | TEST PIT (EXISTING FOUNDATION INVESTIGATION) | 2018-04-25 13:45:41 | 0 | Ls | 0 | 0000 |  | General | 0 | 0 | Material | N | N | N | ""
12546 | 129464-0000 | Test Uji Tekan Sampel Beton Dengan Bentuk Silinder | Concrete Sample Compression Test with Cylindrical Shape | 2024-12-19 17:54:08 | 0 | Pcs | 600000 | 0000 | IDR | General | 0 | 0 | Material | N | N | N | ""
10898 | 129303-0000 | Testing and Comissioning Tower Erection and Pondasi | Testing and Commissioning Tower Erection and Foundation | 2017-08-04 16:58:09 | 0 | Ls | 0 | 0000 |  | General | 0 | 0 | Material | N | N | N | ""
12350 | 323213-0000 | Testing Commissioning Buspro | Buspro Testing and Commissioning | 2024-05-16 15:44:26 | 0 | bay | 28675000 | 0000 | IDR | General | 0 | 0 | Material | N | N | N | ""
7703 | 210034-0000 | Thermatic Fire Extinquiser | Thermatic Fire Extinguisher |  | 0 | Set | 0 | Gener | "" | "" | 0 | 0 | Material | N | N | N
11289 | 211239-0000 | Thermo welding mold for cross connection of 150SQmm to 150SQmm | Thermo welding mold for cross connection of 150SQmm to 150SQmm | 2019-02-11 14:58:49 | 0 | Pcs | 54.96 | 0000 | USD | General | 0 | 14049 | Material | N | N | N | ""
11287 | 211237-0000 | Thermo welding mold for T-connection of 150SQmm to 150SQmm | Thermo welding mold for T-connection of 150SQmm to 150SQmm | 2019-02-11 14:56:37 | 0 | Pcs | 54.96 | 0000 | USD | General | 0 | 14049 | Material | N | N | N | ""
11290 | 211240-0000 | Thermo welding powder for cross connection of 150SQmm to 150SQmm (- 250) | Thermo welding powder for cross connection of 150SQmm to 150SQmm (- 250) | 2019-02-11 14:59:43 | 0 | Pcs | 5.37 | 0000 | USD | General | 0 | 14049 | Material | N | N | N | ""
11288 | 211238-0000 | Thermo welding powder for T-connection of 150SQmm to 150SQmm (- 200) | Thermo welding powder for T-connection of 150SQmm to 150SQmm (- 200) | 2019-02-11 14:57:39 | 0 | Pcs | 5.01 | 0000 | USD | General | 0 | 14049 | Material | N | N | N | ""
11621 | 611169-0000 | Thermometer Gun | Thermometer Gun | 2020-04-21 20:37:45 | 0 | Pcs | 677100 | 0000 | IDR | General | 0 | 0 | Material | N | N | N | ""
7650 | 310044-HOWE | Thermostat | Thermostat |  | 0 | Pcs | 65400 | Honey | IDR | "" | 0 | 0 | Material | N | N | N
10436 | 211116-0000 | Thimble Clevis | Thimble Clevis | 2016-11-29 09:36:48 | 0 | Pcs | 92638 | 0000 | IDR | General | 0 | 0 | Material | N | N | N | ""
11900 | 211377-0000 | Thimble Eye Triple 1T | Thimble Eye Triple 1T | 2021-09-23 21:12:41 | 0 | Pcs | 11.13 | 0000 | USD | General | 0 | 0 | Material | N | N | N | ""
11751 | 111591-0000 | Thinner | Thinner | 2021-01-29 10:17:48 | 0 | Ltr | 45000 | 0000 | IDR | General | 0 | 0 | Material | Y | N | N | ""
12098 | 211417-0000 | Tiang (steel pole) - 2 lampu | Steel pole - 2 lights | 2022-06-08 13:46:15 | 0 | Set | 5000000 | 0000 | IDR | General | 0 | 0 | Material | N | N | N | ""
12097 | 211416-0000 | Tiang (steel pole) 9 m - 1 lampu | Pole (steel pole) 9 m - 1 light | 2022-06-08 13:44:15 | 0 | Set | 4800000 | 0000 | IDR | General | 0 | 0 | Material | N | N | N | ""
12099 | 211418-0000 | Tiang (steel pole) 9 m - 3 lampu | Pole (steel pole) 9 m - 3 lights | 2022-06-08 13:48:13 | 0 | Set | 5200000 | 0000 | IDR | General | 0 | 0 | Material | N | N | N | ""
12100 | 211419-0000 | Tiang (steel pole) 9 m - 4 lampu | Pole (steel pole) 9 m - 4 lights | 2022-06-08 13:49:16 | 0 | Set | 5400000 | 0000 | IDR | General | 0 | 0 | Material | N | N | N | ""
10994 | 111469-0000 | Tiang Pagar BRC Pipa 2 inch | 2 inch BRC Pipe Fence Post | 2017-09-27 16:19:02 | 0 | btg | 151801.8 | 0000 | IDR | General | 0 | 0 | Material | N | N | N | ""
11668 | 111563-0000 | Tiang Pancang 35x35 cm K-500 | Pile 35x35 cm K-500 | 2020-09-29 20:57:00 | 0 | Mtr | 213500 | 0000 | IDR | General | 0 | 0 | Material | N | N | N | ""
11916 | 611218-0000 | Tiang PJU Bengkok 1 1/2 Inch | Bent 1 1/2 Inch Street Light Pole | 2021-09-28 14:09:35 | 0 | Unit | 0 | 0000 |  | General | 0 | 0 | Material | N | N | N | ""
8315 | 413043-0000 | Tiang Telepon (Concrete Pole) 9 Meter | 9 Meter Telephone Pole (Concrete Pole) | 2013-08-01 11:00:16 | 0 | Pcs | 0 | 0000 | IDR | General | 0 | 10101 | Material | N | N | N | ""
8306 | 413034-0000 | Tiang Telepon (Steel Pole) 7 Meter | Telephone Pole (Steel Pole) 7 Meters | 2013-08-01 10:50:22 | 0 | Pcs | 855000 | 0000 | IDR | General | 849320.39 | 10101 | Material | N | N | N | ""
8309 | 413037-0000 | Tiang Telepon (Steel Pole) 9 Meter | 9 Meter Telephone Pole (Steel Pole) | 2013-08-01 10:54:28 | 0 | Pcs | 3800000 | 0000 | IDR | General | 1388750 | 10101 | Material | N | N | N | ""
7707 | 210038-0000 | Tiang telepon/besi 7 mtr | Telephone pole/iron 7 mtr | 2014-05-06 10:15:41 | 0 | Pcs | 800000 | Gener | IDR | "" | 0 | 0 | Material | N | N | N
11965 | 611244-0000 | Tie Rod | Tie Rod | 2021-10-29 10:57:34 | 0 | Mtr | 53000 | 0000 | IDR | General | 0 | 0 | Material | N | N | N | ""
10263 | 620005-0000 | TIKI Kurir Service | TIKI Courier Service | 2016-07-26 16:42:42 | 0 | Kg | 290000 | 0000 | IDR | General | 0 | 0 | Material | N | N | N | ""
11223 | 810074-0000 | Timbangan Berat Badan | Body Weight Scale | 2018-12-11 14:14:25 | 0 | Set | 140000 | 0000 | IDR | General | 0 | 0 | Material | N | N | N | ""
10649 | 111415-0000 | tinner | thinner | 2017-06-16 14:33:37 | 0 | Kg | 30000 | 0000 | IDR | General | 0 | 0 | Material | N | N | N | ""
10475 | 610001-NDF0 | Tirfor 32 kN | Tirfor 32 kN | 2016-12-21 21:23:17 | 0 | Pcs | 4845455 | NDF0 | IDR | Non Dong Fang | 0 | 0 | Material | N | N | N | ""
10011 | 810018-0000 | Toner 53A | Toner 53A | 2015-10-06 17:48:31 | 0 | Ls | 500000 | 0000 | IDR | General | 0 | 0 | Material | N | N | N | ""
10010 | 810017-0000 | Toner 83A | Toner 83A | 2015-10-06 17:47:38 | 0 | Ls | 550000 | 0000 | IDR | General | 0 | 0 | Material | N | N | N | ""
11719 | 810109-0000 | Toner Cart PRM 270-K | Toner Cart PRM 270-K | 2021-01-11 13:51:58 | 0 | Pcs | 1996500 | 0000 | IDR | General | 0 | 0 | Material | N | N | N | ""
11720 | 810110-0000 | Toner Cart PRM 271-C | Toner Cart PRM 271-C | 2021-01-11 13:52:36 | 0 | Pcs | 3327500 | 0000 | IDR | General | 0 | 0 | Material | N | N | N | ""
11721 | 810111-0000 | Toner Cart PRM 272-Y | Toner Cart PRM 272-Y | 2021-01-11 13:53:27 | 0 | Pcs | 3327500 | 0000 | IDR | General | 0 | 0 | Material | N | N | N | ""
11722 | 810112-0000 | Toner Cart PRM 273-M | Toner Cart PRM 273-M | 2021-01-11 13:54:03 | 0 | Pcs | 3327500 | 0000 | IDR | General | 0 | 0 | Material | N | N | N | ""
11135 | 810054-0000 | TONER CART.COMPATIBLE | TONER CART COMPATIBLE | 2018-08-07 13:27:20 | 0 | Pcs | 570000 | 0000 | IDR | General | 0 | 0 | Material | N | N | N | ""
11710 | 910003-0000 | Toner CE400K | CE400K Toner | 2020-12-22 11:05:49 | 0 | Pcs | 1292500 | 0000 | IDR | General | 0 | 0 | Material | N | N | N | ""
11709 | 910002-0000 | Toner CE401C | CE401C Toner | 2020-12-22 11:04:40 | 0 | Pcs | 1853500 | 0000 | IDR | General | 0 | 0 | Material | N | N | N | ""
11711 | 910004-0000 | Toner CE402Y | CE402Y Toner | 2020-12-22 11:06:45 | 0 | Pcs | 1853500 | 0000 | IDR | General | 0 | 0 | Material | N | N | N | ""
11712 | 910005-0000 | Toner CE403M | CE403M Toner | 2020-12-22 11:07:23 | 0 | Pcs | 1853500 | 0000 | IDR | General | 0 | 0 | Material | N | N | N | ""
10240 | 611068-0000 | Toner HP 36A Laserjet | HP 36A Laserjet Toner | 2016-07-14 15:41:00 | 0 | Pcs | 525000 | 0000 | IDR | General | 0 | 0 | Material | N | N | N | ""
10241 | 611069-0000 | Toner HP 53A Black | HP 53A Black Toner | 2016-07-14 15:42:38 | 0 | Pcs | 500000 | 0000 | IDR | General | 0 | 0 | Material | N | N | N | ""
10244 | 611072-0000 | Toner HP 5550 C9730A Black | HP 5550 C9730A Black Toner | 2016-07-14 15:45:24 | 0 | Pcs | 1650000 | 0000 | IDR | General | 0 | 0 | Material | N | N | N | ""
10245 | 611073-0000 | Toner HP 5550 C9731 Colour | HP 5550 C9731 Color Toner | 2016-07-14 15:46:14 | 0 | Pcs | 1650000 | 0000 | IDR | General | 0 | 0 | Material | N | N | N | ""
10246 | 611074-0000 | Toner HP 5550 C9732 Colour | HP 5550 C9732 Color Toner | 2016-07-14 15:47:29 | 0 | Pcs | 1650000 | 0000 | IDR | General | 0 | 0 | Material | N | N | N | ""
10247 | 611075-0000 | Toner HP 5550 C9733 Colour | HP 5550 C9733 Color Toner | 2016-07-14 15:48:38 | 0 | Pcs | 1650000 | 0000 | IDR | General | 0 | 0 | Material | N | N | N | ""
10225 | 611053-0000 | Toner HP 6000 | HP 6000 Toner | 2016-07-14 14:55:26 | 0 | Pcs | 0 | 0000 |  | General | 0 | 0 | Material | N | N | N | ""
10226 | 611054-0000 | Toner HP 6001 | HP 6001 Toner | 2016-07-14 14:56:47 | 0 | Pcs | 0 | 0000 |  | General | 0 | 0 | Material | N | N | N | ""
10227 | 611055-0000 | Toner HP 6002 | HP 6002 Toner | 2016-07-14 14:57:40 | 0 | Pcs | 0 | 0000 |  | General | 0 | 0 | Material | N | N | N | ""
10228 | 611056-0000 | Toner HP 6003 | HP 6003 Toner | 2016-07-14 15:01:06 | 0 | Pcs | 0 | 0000 |  | General | 0 | 0 | Material | N | N | N | ""
10229 | 611057-0000 | Toner HP 6470 Black | HP 6470 Black Toner | 2016-07-14 15:02:24 | 0 | Pcs | 0 | 0000 |  | General | 0 | 0 | Material | N | N | N | ""
10230 | 611058-0000 | Toner HP 7581 | HP 7581 Toner | 2016-07-14 15:03:22 | 0 | Pcs | 0 | 0000 |  | General | 0 | 0 | Material | N | N | N | ""
10231 | 611059-0000 | Toner HP 7582 | HP 7582 Toner | 2016-07-14 15:04:09 | 0 | Pcs | 0 | 0000 |  | General | 0 | 0 | Material | N | N | N | ""
10232 | 611060-0000 | Toner HP 7583 | HP 7583 Toner | 2016-07-14 15:05:27 | 0 | Pcs | 0 | 0000 |  | General | 0 | 0 | Material | N | N | N | ""
10257 | 611085-0000 | Toner HP CB540A | HP CB540A Toner | 2016-07-15 08:51:18 | 0 | Pcs | 500000 | 0000 | IDR | General | 0 | 0 | Material | N | N | N | ""
10243 | 611071-0000 | Toner HP CB541A | HP CB541A Toner | 2016-07-14 15:44:23 | 0 | Pcs | 500000 | 0000 | IDR | General | 0 | 0 | Material | N | N | N | ""
10258 | 611086-0000 | Toner HP CB542A | HP CB542A Toner | 2016-07-15 08:52:03 | 0 | Pcs | 500000 | 0000 | IDR | General | 0 | 0 | Material | N | N | N | ""
10242 | 611070-0000 | Toner HP CB543A | HP CB543A Toner | 2016-07-14 15:43:41 | 0 | Pcs | 500000 | 0000 | IDR | General | 0 | 0 | Material | N | N | N | ""
10233 | 611061-0000 | Toner HP Laserjet 1320N ( 49A ) | HP Laserjet 1320N Toner (49A) | 2016-07-14 15:06:35 | 0 | Pcs | 0 | 0000 |  | General | 0 | 0 | Material | N | N | N | ""
10234 | 611062-0000 | Toner HP Laserjet 5949A | HP Laserjet 5949A Toner | 2016-07-14 15:07:38 | 0 | Pcs | 0 | 0000 |  | General | 0 | 0 | Material | N | N | N | ""
10252 | 611080-0000 | Toner HP Laserjet CP1515M Black | HP Laserjet CP1515M Black Toner | 2016-07-15 08:45:05 | 0 | Pcs | 0 | 0000 |  | General | 0 | 0 | Material | N | N | N | ""
10255 | 611083-0000 | Toner HP Laserjet CP1515N Cyan | HP Laserjet CP1515N Cyan toner | 2016-07-15 08:48:46 | 0 | Pcs | 0 | 0000 |  | General | 0 | 0 | Material | N | N | N | ""
10254 | 611082-0000 | Toner HP Laserjet CP1515N Magenta | HP Laserjet CP1515N Magenta toner | 2016-07-15 08:47:01 | 0 | Pcs | 0 | 0000 |  | General | 0 | 0 | Material | N | N | N | ""
10253 | 611081-0000 | Toner HP Laserjet CP1515N Yellow | HP Laserjet CP1515N Yellow toner | 2016-07-15 08:46:12 | 0 | Pcs | 0 | 0000 |  | General | 0 | 0 | Material | N | N | N | ""
11149 | 810061-0000 | toner HP Laserjet P2015 | HP Laserjet P2015 toner | 2018-09-19 13:36:15 | 0 | Pcs | 500000 | 0000 | IDR | General | 0 | 0 | Material | N | N | N | ""
10235 | 611063-0000 | Toner HP Q2612A | HP Q2612A Toner | 2016-07-14 15:11:08 | 0 | Pcs | 875000 | 0000 | IDR | General | 0 | 0 | Material | N | N | N | ""
10236 | 611064-0000 | Toner HP Q3960A Black | HP Q3960A Black Toner | 2016-07-14 15:12:12 | 0 | Pcs | 1650000 | 0000 | IDR | General | 0 | 0 | Material | N | N | N | ""
10237 | 611065-0000 | Toner HP Q3971A Cyan | HP Q3971A Cyan Toner | 2016-07-14 15:13:37 | 0 | Pcs | 1650000 | 0000 | IDR | General | 0 | 0 | Material | N | N | N | ""
10238 | 611066-0000 | Toner HP Q3972A Yellow | HP Q3972A Yellow Toner | 2016-07-14 15:38:51 | 0 | Pcs | 1650000 | 0000 | IDR | General | 0 | 0 | Material | N | N | N | ""
10239 | 611067-0000 | Toner HP Q3973A Magenta | HP Q3973A Magenta Toner | 2016-07-14 15:39:54 | 0 | Pcs | 1650000 | 0000 | IDR | General | 0 | 0 | Material | N | N | N | ""
10248 | 611076-0000 | Toner Printer XP 4700 (Q5950A) | XP 4700 Printer Toner (Q5950A) | 2016-07-14 16:00:34 | 0 | Pcs | 0 | 0000 |  | General | 0 | 0 | Material | N | N | N | ""
10249 | 611077-0000 | Toner Printer XP 4700 (Q5951) | XP 4700 Printer Toner (Q5951) | 2016-07-14 16:01:29 | 0 | Pcs | 0 | 0000 |  | General | 0 | 0 | Material | N | N | N | ""
10250 | 611078-0000 | Toner Printer XP 4700 (Q5952) | XP 4700 Printer Toner (Q5952) | 2016-07-14 16:02:27 | 0 | Pcs | 0 | 0000 |  | General | 0 | 0 | Material | N | N | N | ""
10251 | 611079-0000 | Toner Printer XP 4700 (Q5953) | XP 4700 Printer Toner (Q5953) | 2016-07-14 16:03:06 | 0 | Pcs | 0 | 0000 |  | General | 0 | 0 | Material | N | N | N | ""
10515 | 810035-0000 | Toner Q7570A | Toner Q7570A | 2017-01-25 11:54:59 | 0 | Pcs | 1402500 | 0000 | IDR | General | 0 | 0 | Material | N | N | N | ""
11414 | 810088-0000 | Tong drum | drum barrel | 2019-07-18 15:23:23 | 0 | Pcs | 150000 | 0000 | IDR | General | 0 | 0 | Material | N | N | N | ""
10076 | 611044-0000 | Tool Kits | Tool Kits | 2015-11-30 15:11:05 | 0 | Set | 250000 | 0000 | IDR | General | 0 | 0 | Material | N | N | N | ""
11064 | 313408-0000 | Tools Dagnostic GI | GI Diagnostic Tools | 2018-03-16 15:43:55 | 0 | Set | 50301000 | 0000 | IDR | General | 0 | 0 | Material | N | N | N | ""
12208 | 129441-0000 | Top Standard UVH 100 Rent | Top Standard UVH 100 Rent | 2023-03-21 09:53:15 | 0 | Pc/Month | 8800 | 0000 | IDR | General | 0 | 0 | Material | N | N | N | ""
12229 | 129453-0000 | Top Standard UVH 150 Rent | Top Standard UVH 150 Rent | 2023-03-25 21:30:57 | 0 | Pc/Month | 13600 | 0000 | IDR | General | 0 | 0 | Material | N | N | N | ""
9941 | 610001-NIKO | Total Station | Total Station | 2015-06-23 14:43:53 | 0 | Pcs | 57727272.73 | NIKO | IDR | NIKON | 0 | 0 | Material | N | N | N | ""
11871 | 211349-0000 | Tower Bearing Plate | Tower Bearing Plate | 2021-09-23 18:54:31 | 0 | Pcs | 0 | 0000 |  | General | 0 | 0 | Material | N | N | N | ""
10422 | 211107-0000 | Tower Bonding Clamp for GSW 55 | Tower Bonding Clamp for GSW 55 | 2016-11-23 14:34:10 | 0 | Set | 111150 | 0000 | IDR | General | 0 | 0 | Material | N | N | N | ""
11872 | 211350-0000 | Tower Foundation Plate | Tower Foundation Plate | 2021-09-23 18:56:19 | 0 | Pcs | 5368704 | 0000 | IDR | General | 0 | 0 | Material | N | N | N | ""
11869 | 211347-0000 | Tower Gimbal Pivot Steel Plate | Tower Gimbal Pivot Steel Plate | 2021-09-23 18:38:06 | 0 | Pcs | 0 | 0000 |  | General | 0 | 0 | Material | Y | N | N | ""
8691 | 111256-0000 | Tower Lattice transmission 150 kV | Tower Lattice transmission 150 kV | 2013-10-10 18:12:09 | 0 | Kg | 21800 | 0000 | IDR | General | 16500 | 11378 | Material | N | N | N | ""
8690 | 111255-0000 | Tower Monopole Transmission 150 kV | Tower Monopole Transmission 150 kV | 2013-10-10 18:11:04 | 0 | Kg | 30000 | 0000 | IDR | General | 21700 | 11378 | Material | N | N | N | ""
11870 | 211348-0000 | Tower Mounting Plate | Tower Mounting Plate | 2021-09-23 18:43:20 | 0 | Pcs | 0 | 0000 |  | General | 0 | 0 | Material | N | N | N | ""
11003 | 211142-0000 | Tower SST 36m | SST Tower 36m | 2017-10-11 13:46:43 | 0 | Kg | 19500 | 0000 | IDR | General | 0 | 19500 | Material | N | N | N | ""
10964 | 413197-0000 | Tower SST 42m | SST Tower 42m | 2017-09-27 15:38:52 | 0 | Kg | 25000 | 0000 | IDR | General | 0 | 0 | Material | N | N | N | ""
10883 | 129290-0000 | Tower Type AA4 12 | Tower Type AA4 12 | 2017-08-04 16:12:42 | 0 | Kg | 0 | 0000 |  | General | 0 | 0 | Material | N | N | N | ""
10884 | 129291-0000 | Tower Type AA4 15 | Tower Type AA4 15 | 2017-08-04 16:14:00 | 0 | Kg | 0 | 0000 |  | General | 0 | 0 | Material | N | N | N | ""
10885 | 129292-0000 | Tower Type DD4 12 | Tower Type DD4 12 | 2017-08-04 16:15:00 | 0 | Kg | 0 | 0000 |  | General | 0 | 0 | Material | N | N | N | ""
10886 | 129293-0000 | Tower Type DDR4 9 | Tower Type DDR4 9 | 2017-08-04 16:16:10 | 0 | Kg | 0 | 0000 |  | General | 0 | 0 | Material | N | N | N | ""
8588 | 111230-0000 | Tower Type Test TSP30 plus 0 | Tower Type Test TSP30 plus 0 | 2013-10-04 08:03:50 | 0 | Set | 0 | 0000 | IDR | General | 0 | 11132 | Material | N | N | N | ""
12158 | 710009-0000 | Toyota Avanza 1300 cc Automatic | Toyota Avanza 1300 cc Automatic | 2022-08-31 10:27:44 | 0 | Set | 205027027.03 | 0000 | IDR | General | 0 | 0 | Material | N | N | N | ""
12288 | 710012-0000 | Toyota Hilux Double Gardan Double Cabin | Toyota Hilux Double Axle Double Cabin | 2023-08-09 16:34:16 | 0 | Unit | 350000 | 0000 | IDR | General | 0 | 0 | Material | N | N | N | ""
12287 | 710011-0000 | Toyota Rush AT | Toyota Rush AT | 2023-08-09 16:32:04 | 0 | Ls | 254144144.14 | 0000 | IDR | General | 0 | 0 | Material | N | N | N | ""
12157 | 710008-0000 | Toyota Veloz 1500 cc | Toyota Veloz 1500 cc | 2022-08-31 10:24:28 | 0 | Set | 271801802 | 0000 | IDR | General | 0 | 0 | Material | N | N | N | ""
11062 | 313406-0000 | TP Independent Digital (64 kbps, 2 Mbps, C37.94) | TP Independent Digital (64 kbps, 2 Mbps, C37.94) | 2018-03-16 15:42:26 | 0 | Set | 119113400 | 0000 | IDR | General | 0 | 0 | Material | N | N | N | ""
11235 | 810081-0000 | Traffic Cone | Traffic Cone | 2019-01-17 11:47:01 | 0 | Pcs | 90000 | 0000 | IDR | General | 0 | 0 | Material | N | N | N | ""
9315 | 720015-0000 | Trafo 3 Phase 25 KVA | 25 KVA 3 Phase Transformer | 2014-12-03 09:10:48 | 0 | Ls | 30369900 | 0000 | IDR | General | 30369900 | 11683 | Material | N | N | N | ""
11240 | 211191-0000 | Trafo las 900 watt | 900 watt welding transformer | 2019-01-18 15:54:11 | 0 | Unit | 2099099.1 | 0000 | IDR | General | 0 | 0 | Material | N | N | N | ""
10012 | 810019-0000 | Training Manajemen | Management Training | 2015-10-07 10:42:40 | 0 | Ls | 7000000 | 0000 | IDR | General | 0 | 0 | Material | N | N | N | ""
10013 | 810020-0000 | Training Motivasi diri | Self-motivation training | 2015-10-07 10:44:01 | 0 | Ls | 10363636.5 | 0000 | IDR | General | 0 | 0 | Material | N | N | N | ""
10960 | 129323-0000 | Training Multiplexer & PLC | Multiplexer & PLC Training | 2017-09-13 11:36:14 | 0 | Set | 19511000 | 0000 | IDR | General | 0 | 13262 | Material | N | N | N | ""
10952 | 323196-0000 | TRAINING SAS | SAS TRAINING | 2017-09-12 15:17:21 | 0 | lot | 23852000 | 0000 | IDR | General | 0 | 0 | Material | N | N | N | ""
11803 | 611184-0000 | Traktor Angkut | Transport Tractor | 2021-06-11 21:29:13 | 0 | Unit | 0 | 0000 |  | General | 0 | 0 | Material | N | N | N | ""
10811 | 313293-0000 | TRANSFORMER BAY 150kV Circuit Breaker (CB) | TRANSFORMER BAY 150kV Circuit Breaker (CB) | 2017-08-04 09:27:53 | 0 | Set | 474252000 | 0000 | IDR | General | 0 | 0 | Material | N | N | N | ""
10840 | 111460-0000 | TRANSFORMER BAY 150kV CT Steel Support | TRANSFORMER BAY 150kV CT Steel Support | 2017-08-04 10:35:37 | 0 | Set | 0 | 0000 |  | General | 0 | 0 | Material | N | N | N | ""
10829 | 313303-0000 | TRANSFORMER BAY 150kV Current Tranformer (CT) | TRANSFORMER BAY 150kV Current Transformer (CT) | 2017-08-04 10:00:23 | 0 | Set | 138298000 | 0000 | IDR | General | 0 | 0 | Material | N | N | N | ""
10827 | 111458-0000 | TRANSFORMER BAY 150kV DS Steel Support | TRANSFORMER BAY 150kV DS Steel Support | 2017-08-04 09:56:53 | 0 | Set | 0 | 0000 |  | General | 0 | 0 | Material | N | N | N | ""
10841 | 111461-0000 | TRANSFORMER BAY 150kV LA Steel Support | TRANSFORMER BAY 150kV LA Steel Support | 2017-08-04 10:36:27 | 0 | Set | 0 | 0000 |  | General | 0 | 0 | Material | N | N | N | ""
10830 | 313304-0000 | TRANSFORMER BAY 150kV Single phase Lightning Arrester | TRANSFORMER BAY 150kV Single phase Lightning Arrester | 2017-08-04 10:01:21 | 0 | Set | 30128000 | 0000 | IDR | General | 0 | 0 | Material | N | N | N | ""
10828 | 313302-0000 | TRANSFORMER BAY150kV Disconnecting Switch (DS) | TRANSFORMER BAY150kV Disconnecting Switch (DS) | 2017-08-04 09:59:39 | 0 | Set | 101932000 | 0000 | IDR | General | 0 | 0 | Material | N | N | N | ""
10839 | 111459-0000 | TRANSFORMER BAY150kV DS Steel Support | TRANSFORMER BAY150kV DS Steel Support | 2017-08-04 10:34:47 | 0 | Set | 0 | 0000 |  | General | 0 | 0 | Material | N | N | N | ""
12053 | 313552-0000 | Transformer 200 kVA | 200 kVA Transformer | 2022-01-27 15:49:49 | 0 | Set | 137000000 | 0000 | IDR | General | 0 | 0 | Material | N | N | N | ""
12054 | 313553-0000 | Transformer 300 kVA | 300 kVA Transformer | 2022-01-27 15:51:19 | 0 | Set | 205000000 | 0000 | IDR | General | 0 | 0 | Material | N | N | N | ""
10740 | 323177-0000 | Transformer Regulation Panel complete with AVR and other accessories | Transformer Regulation Panel complete with AVR and other accessories | 2017-08-03 18:57:23 | 0 | Set | 0 | 0000 |  | General | 0 | 0 | Material | N | N | N | ""
8568 | 111210-0000 | Transmission line tower Type DD4 plus 6 | Transmission line tower Type DD4 plus 6 | 2013-10-04 07:40:27 | 0 | Set | 0 | 0000 | IDR | General | 0 | 11132 | Material | N | N | N | ""
8565 | 111208-0000 | Transmission line tower Type BB4 plus 3 | Transmission line tower Type BB4 plus 3 | 2013-10-04 00:17:42 | 0 | Set | 95000 | 0000 | IDR | General | 0 | 11132 | Material | N | N | N | ""
8567 | 111209-0000 | Transmission line tower Type CC4 plus 0 | Transmission line tower Type CC4 plus 0 | 2013-10-04 00:20:57 | 0 | Set | 0 | 0000 | IDR | General | 0 | 11132 | Material | N | N | N | ""
8569 | 111211-0000 | Transmission line tower Type DDR4 plus 0 | Transmission line tower Type DDR4 plus 0 | 2013-10-04 07:41:22 | 0 | Set | 0 | 0000 | IDR | General | 0 | 11132 | Material | N | N | N | ""
8570 | 111212-0000 | Transmission line tower Type DDR4 plus 3 | Transmission line tower Type DDR4 plus 3 | 2013-10-04 07:42:23 | 0 | Set | 0 | 0000 | IDR | General | 0 | 11132 | Material | N | N | N | ""
9891 | 111344-0000 | Transmission Line Tower Type DDR6 Plus 9 | Transmission Line Tower Type DDR6 Plus 9 | 2015-06-16 10:48:17 | 0 | Set | 16250 | 0000 | IDR | General | 0 | 0 | Material | N | N | N | ""
8587 | 111229-0000 | Transmission Line Tower Type DSP plus 3 | Transmission Line Tower Type DSP plus 3 | 2013-10-04 08:02:56 | 0 | Set | 0 | 0000 | IDR | General | 0 | 11132 | Material | N | N | N | ""
8571 | 111213-0000 | Transmission Line Tower Type EE4 plus 3 | Transmission Line Tower Type EE4 plus 3 | 2013-10-04 07:43:16 | 0 | Set | 0 | 0000 | IDR | General | 0 | 11132 | Material | N | N | N | ""
8572 | 111214-0000 | Transmission Line Tower Type SSP1 plus 0 | Transmission Line Tower Type SSP1 plus 0 | 2013-10-04 07:44:07 | 0 | Set | 0 | 0000 | IDR | General | 0 | 11132 | Material | N | N | N | ""
8576 | 111218-0000 | Transmission Line Tower Type SSP1 plus 12 | Transmission Line Tower Type SSP1 plus 12 | 2013-10-04 07:53:46 | 0 | Set | 0 | 0000 | IDR | General | 0 | 11132 | Material | N | N | N | ""
8573 | 111215-0000 | Transmission Line Tower Type SSP1 plus 3 | Transmission Line Tower Type SSP1 plus 3 | 2013-10-04 07:45:46 | 0 | Set | 0 | 0000 | IDR | General | 0 | 11132 | Material | N | N | N | ""
8574 | 111216-0000 | Transmission Line Tower Type SSP1 plus 6 | Transmission Line Tower Type SSP1 plus 6 | 2013-10-04 07:46:38 | 0 | Set | 0 | 0000 | IDR | General | 0 | 11132 | Material | N | N | N | ""
8575 | 111217-0000 | Transmission Line Tower Type SSP1 plus 9 | Transmission Line Tower Type SSP1 plus 9 | 2013-10-04 07:52:59 | 0 | Set | 0 | 0000 | IDR | General | 0 | 11132 | Material | N | N | N | ""
8577 | 111219-0000 | Transmission Line Tower Type SSP5 plus 0 | Transmission Line Tower Type SSP5 plus 0 | 2013-10-04 07:54:44 | 0 | Set | 0 | 0000 | IDR | General | 0 | 11132 | Material | N | N | N | ""
8579 | 111221-0000 | Transmission Line Tower Type SSP5 plus 12 | Transmission Line Tower Type SSP5 plus 12 | 2013-10-04 07:56:14 | 0 | Set | 0 | 0000 | IDR | General | 0 | 11132 | Material | N | N | N | ""
8578 | 111220-0000 | Transmission Line Tower Type SSP5 plus 3 | Transmission Line Tower Type SSP5 plus 3 | 2013-10-04 07:55:27 | 0 | Set | 0 | 0000 | IDR | General | 0 | 11132 | Material | N | N | N | ""
8580 | 111222-0000 | Transmission Line Tower Type TSP15 plus 0 | Transmission Line Tower Type TSP15 plus 0 | 2013-10-04 07:57:01 | 0 | Set | 0 | 0000 | IDR | General | 0 | 11132 | Material | N | N | N | ""
8581 | 111223-0000 | Transmission Line Tower Type TSP15 plus 3 | Transmission Line Tower Type TSP15 plus 3 | 2013-10-04 07:58:09 | 0 | Set | 0 | 0000 | IDR | General | 0 | 11132 | Material | N | N | N | ""
8582 | 111224-0000 | Transmission Line Tower Type TSP15 plus 6 | Transmission Line Tower Type TSP15 plus 6 | 2013-10-04 07:58:55 | 0 | Set | 0 | 0000 | IDR | General | 0 | 11132 | Material | N | N | N | ""
8583 | 111225-0000 | Transmission Line Tower Type TSP30 plus 0 | Transmission Line Tower Type TSP30 plus 0 | 2013-10-04 07:59:59 | 0 | Set | 0 | 0000 | IDR | General | 0 | 11132 | Material | N | N | N | ""
8584 | 111226-0000 | Transmission Line Tower Type TSP30 plus 3 | Transmission Line Tower Type TSP30 plus 3 | 2013-10-04 08:00:41 | 0 | Set | 0 | 0000 | IDR | General | 0 | 11132 | Material | N | N | N | ""
8585 | 111227-0000 | Transmission Line Tower Type TSP30 plus 6 | Transmission Line Tower Type TSP30 plus 6 | 2013-10-04 08:01:25 | 0 | Set | 0 | 0000 | IDR | General | 0 | 11132 | Material | N | N | N | ""
8586 | 111228-0000 | Transmission Line Tower Type TSP60 plus 0 | Transmission Line Tower Type TSP60 plus 0 | 2013-10-04 08:02:14 | 0 | Set | 0 | 0000 | IDR | General | 0 | 11132 | Material | N | N | N | ""
8149 | 820004-0000 | Transport Material | Material Transport | 2013-07-04 10:39:57 | 0 | Ls | 1200000 | 0000 | IDR | General | 12000000 | 9982 | Material | N | N | N | ""
8522 | 720009-0000 | Transport Material China - Jakarta | Material Transport China - Jakarta | 2013-10-01 16:19:19 | 0 | Rit | 33045830 | 0000 | IDR | General | 2152.54 | 11132 | Material | N | N | N | ""
9295 | 720014-0000 | Transportasi dan Operasional | Transportation and Operations | 2014-06-05 11:22:06 | 0 | Ls | 2500000 | 0000 | IDR | General | 112000000 | 11513 | Material | N | N | N | ""
12342 | 720057-0000 | Transportasi Full Container Load Uk 20 Ft Jakarta - Pangkalan Bun | Full Container Load Transportation 20 Ft Jakarta - Pangkalan Bun | 2024-04-30 18:13:39 | 0 | Rit | 0 | 0000 |  | General | 0 | 0 | Material | N | N | N | ""
12397 | 720063-0000 | Transportasi Jabodetabek - Riau menggunakan Truk Fuso | Jabodetabek - Riau Transportation using Fuso Trucks | 2024-05-24 09:20:37 | 0 | Rit | 0 | 0000 |  | General | 0 | 0 | Material | N | N | N | ""
12396 | 720062-0000 | Transportasi Jabodetabek - Riau menggunakan Truk Tronton | Jabodetabek - Riau Transportation Using Tronton Trucks | 2024-05-24 09:18:45 | 0 | Rit | 0 | 0000 |  | General | 0 | 0 | Material | N | N | N | ""
10641 | 720039-0000 | Transportasi Jack Hammer & Genset dari Palu - Jakarta | Jack Hammer & Generator Transportation from Palu - Jakarta | 2017-06-08 14:20:37 | 0 | Ls | 1500000 | 0000 | IDR | General | 0 | 0 | Material | N | N | N | ""
8782 | 720011-0000 | Transportasi Jakarta - Maba Halmahera | Transportation from Jakarta to Maba Halmahera | 2013-12-06 10:54:37 | 0 | Rit | 31524000 | 0000 | IDR | General | 31524000 | 11678 | Material | N | N | N | ""
11147 | 720047-0000 | Transportasi Jakarta - Medan menggunakan Truk Fuso | Transportation from Jakarta to Medan using Fuso Trucks | 2018-09-13 15:27:16 | 0 | Unit | 0 | 0000 |  | General | 0 | 0 | Material | N | N | N | ""
11148 | 720048-0000 | Transportasi Jakarta - Medan menggunakan Truk Trailler | Transportation from Jakarta to Medan using a trailer truck | 2018-09-13 15:28:32 | 0 | Unit | 0 | 0000 |  | General | 0 | 0 | Material | N | N | N | ""
11146 | 720046-0000 | Transportasi Jakarta - Medan menggunakan Truk Tronton | Transportation from Jakarta to Medan using a Tronton Truck | 2018-09-13 15:25:27 | 0 | Unit | 36000000 | 0000 | IDR | General | 0 | 0 | Material | N | N | N | ""
8781 | 720010-0000 | Transportasi Jakarta - Sofifi Halmahera | Transportation from Jakarta to Sofifi Halmahera | 2014-12-23 11:00:35 | 0 | M3 | 1500000 | 0000 | IDR | General | 1819675 | 11678 | Material | N | N | N | ""
9335 | 720016-0000 | Transportasi Material Container 20 Feet Jakarta - Borong (Ruteng) | 20-Feet Container Material Transportation Jakarta - Borong (Ruteng) | 2014-06-16 13:34:30 | 0 | Rit | 32000000 | 0000 | IDR | General | 32000000 | 11841 | Material | N | N | N | ""
9337 | 720018-0000 | Transportasi Material Container 20 Feet Jakarta - Waikabubak | 20 Feet Container Material Transportation Jakarta - Waikabubak | 2014-06-16 13:35:48 | 0 | Rit | 0 | 0000 | IDR | General | 0 | 11841 | Material | N | N | N | ""
9336 | 720017-0000 | Transportasi Material Container 20 Feet Jakarta - Waingapu | 20 Feet Container Material Transportation Jakarta - Waingapu | 2014-06-16 13:35:11 | 0 | Rit | 0 | 0000 | IDR | General | 0 | 11841 | Material | N | N | N | ""
9361 | 720019-0000 | Transportasi Material Container 40 Feet Jakarta - Borong (Ruteng) | 40-Feet Container Material Transportation Jakarta - Borong (Ruteng) | 2014-07-14 11:16:19 | 0 | Rit | 0 | 0000 | IDR | General | 0 | 11869 | Material | N | N | N | ""
8174 | 720001-0000 | Transportasi material container Jakarta - Toli Toli 20feet | Container material transportation Jakarta - Toli Toli 20 feet | 2013-07-10 14:19:16 | 0 | Rit | 35000000 | 0000 | IDR | General | 35000000 | 9982 | Material | N | N | N | ""
8175 | 720002-0000 | Transportasi material container Jakarta - Toli Toli 40feet | Container material transportation Jakarta - Toli Toli 40 feet | 2013-07-10 14:20:00 | 0 | Rit | 0 | 0000 | IDR | General | 0 | 9982 | Material | N | N | N | ""
9880 | 720031-0000 | Transportasi Material Jakarta - Tasikmalaya | Material Transportation Jakarta - Tasikmalaya | 2015-06-10 15:41:39 | 0 | Ls | 6250000 | 0000 | IDR | General | 0 | 0 | Material | N | N | N | ""
9366 | 720021-0000 | Transportasi Material Jakarta - Waikabubak | Material Transportation Jakarta - Waikabubak | 2014-07-23 14:22:13 | 0 | M3 | 1000000 | 0000 | IDR | General | 1000000 | 11601 | Material | N | N | N | ""
9365 | 720020-0000 | Transportasi Material Jakarta - Waingapu | Material Transportation Jakarta - Waingapu | 2014-07-23 14:21:12 | 0 | M3 | 993937.59 | 0000 | IDR | General | 1282064 | 11601 | Material | N | N | N | ""
9518 | 720024-0000 | Transportasi Material Jakarta ke Kupang | Material Transportation from Jakarta to Kupang | 2014-10-28 10:57:00 | 0 | M3 | 0 | 0000 | IDR | General | 0 | 12168 | Material | N | N | N | ""
9514 | 720023-0000 | Transportasi material Jakarta-Halmahera | Jakarta-Halmahera material transportation | 2014-10-27 14:56:00 | 0 | M3 | 1500000 | 0000 | IDR | General | 1500000 | 12168 | Material | N | N | N | ""
9519 | 720025-0000 | Transportasi Material Maumere ke Kupang | Transportation of Materials from Maumere to Kupang | 2014-10-28 10:59:24 | 0 | Rit | 0 | 0000 | IDR | General | 0 | 12168 | Material | N | N | N | ""
12594 | 720089-0000 | Transportasi material menggunakan Dumptruck Standart Index 8 | Material transportation using a Standard Index 8 Dump Truck | 2025-02-19 17:54:08 | 0 | m3/100m | 342.4 | 0000 | IDR | General | 0 | 0 | Material | N | N | N | ""
12698 | 720117-0000 | Transportasi material menggunakan Dumptruck Standart Index 8 | Material transportation using a Standard Index 8 Dump Truck | 2025-07-29 17:23:11 | 0 | Day | 969388 | 0000 | IDR | General | 0 | 0 | Material | N | N | N | ""
11980 | 720052-0000 | Transportasi Menggunakan Mobil Trailer | Transportation Using a Trailer Car | 2021-12-05 19:43:57 | 0 | Kg | 60 | 0000 | IDR | General | 0 | 0 | Material | N | N | N | ""
12457 | 720066-0000 | Transportasi Menggunakan Truck Trailer | Transportation Using Truck Trailer | 2024-09-22 12:35:07 | 0 | Rit | 4750000 | 0000 | IDR | General | 0 | 0 | Material | N | N | N | ""
12456 | 720065-0000 | Transportasi Menggunakan Truck Tronton | Transportation Using a Tronton Truck | 2024-09-22 11:51:07 | 0 | pkm | 0 | 0000 |  | General | 0 | 0 | Material | N | N | N | ""
12458 | 720067-0000 | Transportasi Menggunakan Truck Tronton | Transportation Using a Tronton Truck | 2024-09-22 12:36:47 | 0 | Rit | 0 | 0000 |  | General | 0 | 0 | Material | N | N | N | ""
12455 | 720064-0000 | Transportasi Menggunakan Truk Trailer | Transportation Using Trailer Trucks | 2024-09-22 11:45:51 | 0 | pkm | 0 | 0000 |  | General | 0 | 0 | Material | N | N | N | ""
11144 | 720044-0000 | Transportasi Surabaya - Medan menggunakan Truk Fuso | Surabaya - Medan Transportation using Fuso Trucks | 2018-09-13 15:22:31 | 0 | Unit | 0 | 0000 |  | General | 0 | 0 | Material | N | N | N | ""
11145 | 720045-0000 | Transportasi Surabaya - Medan menggunakan Truk Trailler | Transportation from Surabaya to Medan using a trailer truck | 2018-09-13 15:24:14 | 0 | Unit | 0 | 0000 |  | General | 0 | 0 | Material | N | N | N | ""
10062 | 720034-0000 | Transportasi Waingapu - Subaim | Waingapu - Subaim Transportation | 2015-11-19 12:13:44 | 0 | Rit | 54687500 | 0000 | IDR | General | 0 | 0 | Material | N | N | N | ""
9770 | 720030-0000 | Transportation | Transportation | 2015-02-03 14:27:45 | 0 | Ls | 850000 | 0000 | IDR | General | 12187500 | 12502 | Material | N | N | N | ""
8369 | 720006-0000 | Transporter container 40 feet Jakarta - Banjar Baru | 40-foot container transporter Jakarta - Banjar Baru | 2013-08-19 16:27:16 | 0 | Rit | 0 | 0000 | IDR | General | 0 | 10301 | Material | N | N | N | ""
8368 | 720005-0000 | Transporter container 40 feet Jakarta - Palangkaraya | 40 feet container transporter Jakarta - Palangkaraya | 2013-08-19 16:26:34 | 0 | Rit | 0 | 0000 | IDR | General | 0 | 10301 | Material | N | N | N | ""
8367 | 720004-0000 | Transporter container 40 feet Jakarta - Tarakan | 40 feet container transporter Jakarta - Tarakan | 2013-08-19 16:25:27 | 0 | Rit | 0 | 0000 | IDR | General | 0 | 10301 | Material | N | N | N | ""
8446 | 720008-0000 | Transporter Fuso Jakarta - Medan | Fuso Transporter Jakarta - Medan | 2013-09-06 09:19:06 | 0 | Rit | 36000000 | 0000 | IDR | General | 0 | 10863 | Material | N | N | N | ""
8370 | 720007-0000 | Transporter Tronton Jakarta - sukabumi | Tronton Transporter Jakarta - Sukabumi | 2013-08-19 16:28:09 | 0 | Rit | 0 | 0000 | IDR | General | 0 | 10301 | Material | N | N | N | ""
11968 | 611247-0000 | Trash Pump Uk. 3 Inch | Trash Pump Size 3 Inch | 2021-10-31 08:56:20 | 0 | Unit | 4545455 | 0000 | IDR | General | 0 | 0 | Material | N | N | N | ""
8150 | 820005-0000 | Travel & Fares/Business Trip | Travel & Fares/Business Trip | 2013-07-04 10:41:04 | 0 | Ls | 28000 | 0000 | IDR | General | 2574900 | 9982 | Material | N | N | N | ""
8384 | 820015-0000 | Traveling | Traveling | 2013-08-20 11:36:24 | 0 | Ls | 4506700 | 0000 | IDR | General | 752000 | 10301 | Material | N | N | N | ""
11526 | 313495-0000 | Triangle Yoke Plat 120kN | Triangle Yoke Plate 120kN | 2019-09-23 21:05:14 | 0 | Pcs | 310834 | 0000 | IDR | General | 0 | 0 | Material | N | N | N | ""
11525 | 313494-0000 | Triangle Yoke Plat 210kN | Triangle Yoke Plate 210kN | 2019-09-23 21:04:55 | 0 | Pcs | 406278 | 0000 | IDR | General | 0 | 0 | Material | N | N | N | ""
11946 | 611234-0000 | Triangular Yoke Plate 120 kN | Triangular Yoke Plate 120 kN | 2021-10-15 18:48:11 | 0 | Pcs | 410000 | 0000 | IDR | General | 0 | 0 | Material | N | N | N | ""
9944 | 413147-0000 | Tri-Band Combiner (Triplexer) GSM-UMTS-WiMax | Tri-Band Combiner (Triplexer) GSM-UMTS-WiMax | 2018-12-28 10:27:58 | 0 | Pcs | 5500000 | 0000 | IDR | General | 5500000 | 14552 | Material | N | N | N | ""
12774 | 313801-0000 | Trip Circuit Supervision Relay | Trip Circuit Supervision Relay | 2025-11-08 17:22:09 | 0 | Unit | 0 | 0000 |  | General | 0 | 0 | Material | N | N | N | ""
11467 | 111529-0000 | Tripek 3mm | 3mm plywood | 2019-08-21 20:51:57 | 0 | Lbr | 170000 | 0000 | IDR | General | 0 | 0 | Material | N | N | N | ""
7417 | 410068-PACI | Triple Band Combiner, CH1=900Mhz,CH2=1800Mhz,CH3=2100MHz | Triple Band Combiner, CH1=900Mhz,CH2=1800Mhz,CH3=2100MHz | 2016-02-09 15:32:44 | 0 | Pcs | 390 | Pacif | USD |  | 400 | 13820 |  | N | N | N
11902 | 211379-0000 | Triple Eye Adaptor | Triple Eye Adapter | 2021-09-23 21:16:37 | 0 | Pcs | 640224 | 0000 | IDR | General | 0 | 0 | Material | N | N | N | ""
11943 | 611231-0000 | Triple Helix Anchor | Triple Helix Anchor | 2021-10-15 18:42:03 | 0 | Pcs | 383700 | 0000 | IDR | General | 0 | 0 | Material | N | N | N | ""
9472 | 111303-0000 | Triplex 9mm | Triplex 9mm | 2014-09-11 16:15:13 | 0 | Lbr | 170000 | 0000 | IDR | General | 115000 | 11696 | Material | N | N | N | ""
11618 | 211305-0000 | Tripod | Tripod | 2020-04-07 19:54:26 | 0 | Pcs | 803500 | 0000 | IDR | General | 0 | 0 | Material | N | N | N | ""
8769 | 810003-0000 | Trolly ukuran 150 Kg | Trolley size 150 kg | 2013-11-19 09:15:53 | 0 | Pcs | 0 | 0000 | IDR | General | 0 | 11116 | Material | N | N | N | ""
10419 | 211104-0000 | Trunion Suspension Clamp for ACSR 240/40 (T102) | Trunion Suspension Clamp for ACSR 240/40 (T102) | 2016-11-23 14:30:11 | 0 | Set | 352863 | 0000 | IDR | General | 0 | 0 | Material | N | N | N | ""
12134 | 313571-0000 | Trunnion Suspension Clamp Clevis With Counter Weight For Cond 27.0-36.0 | Trunnion Suspension Clamp Clevis With Counter Weight For Cond 27.0-36.0 | 2022-08-07 22:13:06 | 0 | Set | 2548750 | 0000 | IDR | General | 0 | 0 | Material | N | N | N | ""
12443 | 313656-0000 | T-terminal Clamp Connector 2 x AAC Lupine 1267 Sqmm to Stud dia.60 mm | T-terminal Clamp Connector 2 x AAC Lupine 1267 Sqmm to Stud dia.60 mm | 2024-08-29 10:15:57 | 0 | Set | 1347675 | 0000 | IDR | General | 0 | 0 | Material | N | N | N | ""
10054 | 313199-0000 | T-terminal conector for CVT. TAL 850 sqm to 4-dia. 14 holes flat, cc 45, pad 100x100x20T | T-terminal connector for CVT. TAL 850 sqm to 4-dia. 14 holes flat, cc 45, pad 100x100x20T | 2015-11-19 11:15:08 | 0 | Pcs | 708500 | 0000 | IDR | General | 0 | 13648 | Material | N | N | N | ""
10056 | 313201-0000 | T-terminal conector for LA. TAL 850 sqm to 4-dia. 14 holes flat, cc 44.5, pad 100x100x20T | T-terminal connector for LA. TAL 850 sqm to 4-dia. 14 holes flat, cc 44.5, pad 100x100x20T | 2015-11-19 11:18:26 | 0 | Pcs | 691595 | 0000 | IDR | General | 0 | 13648 | Material | N | N | N | ""
10055 | 313200-0000 | T-terminal conector for LINE TRAP. TAL 850 sqm to 4-dia. 14 holes flat, cc 45 | T-terminal connector for LINE TRAP. TAL 850 sqm to 4-dia. 14 holes flat, cc 45 | 2015-11-19 11:17:20 | 0 | Pcs | 35.29 | 0000 | USD | General | 0 | 13648 | Material | N | N | N | ""
11264 | 211214-0000 | T-terminal connector for 1xAAAC 300SQmm to stud D40x80mm w/ Al-Cu Bi-metal sleeve | T-terminal connector for 1xAAAC 300SQmm to stud D40x80mm w/ Al-Cu Bi-metal sleeve | 2019-02-11 14:09:31 | 0 | Pcs | 810000 | 0000 | IDR | General | 0 | 14049 | Material | N | N | N | ""
11248 | 211198-0000 | T-terminal connector for 1xAAAC 630SQmm to 4-D 14.5 holes flat | T-terminal connector for 1xAAAC 630SQmm to 4-D 14.5 holes flat | 2019-02-11 13:44:47 | 0 | Pcs | 26626 | 0000 | KRW | General | 0 | 14049 | Material | N | N | N | ""
12389 | 313635-0000 | T-terminal connector for 1xAAC 1267 sqmm to 4-dia 14 holes flat - cc 50, pad 100x100x20 | T-terminal connector for 1xAAC 1267 sqmm to 4-dia 14 holes flat - cc 50, pad 100x100x20 | 2024-05-23 10:01:07 | 0 | Pcs | 843200 | 0000 | IDR | General | 0 | 0 | Material | N | N | N | ""
12830 | 313828-0000 | T-terminal connector for 1xTAL 660SQmm to stud dia 30mm | T-terminal connector for 1xTAL 660SQmm to stud dia 30mm | 2025-12-07 11:32:50 | 0 | Pcs | 0 | 0000 |  | General | 0 | 0 | Material | N | N | N | ""
12814 | 313812-0000 | T-terminal connector for 2xTAL 660SQmm | T-terminal connector for 2xTAL 660SQmm | 2025-12-07 09:29:27 | 0 | Pcs | 1399500 | 0000 | IDR | General | 0 | 0 | Material | N | N | N | ""
11107 | 313424-0000 | T-terminal connector for 2xTAL 660SQmm to 6-dia 16 holes flat, cc 45, pad 120x160x20T | T-terminal connector for 2xTAL 660SQmm to 6-dia 16 holes flat, cc 45, pad 120x160x20T | 2018-05-14 11:23:53 | 0 | Pcs | 53.46 | 0000 | USD | General | 0 | 0 | Material | N | N | N | ""
11105 | 313422-0000 | T-terminal connector for 2xTAL 660SQmm to stud dia 40x120mm | T-terminal connector for 2xTAL 660SQmm to stud dia 40x120mm | 2018-05-14 11:18:55 | 0 | Pcs | 0 | 0000 |  | General | 0 | 0 | Material | N | N | N | ""
11111 | 313428-0000 | T-terminal connector for 2xTAL 660SQmm to stud dia 50x120mm | T-terminal connector for 2xTAL 660SQmm to stud dia 50x120mm | 2018-05-14 16:56:02 | 0 | Pcs | 64.26 | 0000 | USD | General | 0 | 0 | Material | N | N | N | ""
10966 | 313355-0000 | T-terminal connector for 2xTAL 660SQmm to stud dia 60x120mm | T-terminal connector for 2xTAL 660SQmm to stud dia 60x120mm | 2017-09-26 11:45:48 | 0 | Pcs | 64.26 | 0000 | USD | General | 0 | 13226 | Material | N | N | N | ""
10972 | 313361-0000 | T-terminal connector for TAL 850SQmm to 4-dia 14 holes flat - cc 44,5, pad 100x100x15T | T-terminal connector for TAL 850SQmm to 4-dia 14 holes flat - cc 44.5, pad 100x100x15T | 2017-09-26 11:44:59 | 0 | Pcs | 407038.5 | 0000 | IDR | General | 0 | 13226 | Material | N | N | N | ""
11113 | 313430-0000 | T-terminal connector for TAL 850SQmm to stud dia 40x120mm | T-terminal connector for TAL 850SQmm to stud dia 40x120mm | 2018-05-15 10:44:01 | 0 | Pcs | 920500 | 0000 | IDR | General | 0 | 0 | Material | N | N | N | ""
11112 | 313429-0000 | T-terminal connector for TAL 850SQmm to stud dia 50x120mm | T-terminal connector for TAL 850SQmm to stud dia 50x120mm | 2018-05-15 10:12:26 | 0 | Pcs | 47.79 | 0000 | USD | General | 0 | 0 | Material | N | N | N | ""
10965 | 313354-0000 | T-terminal connector for TAL 850SQmm to stud dia 60x120mm | T-terminal connector for TAL 850SQmm to stud dia 60x120mm | 2017-09-26 11:46:09 | 0 | Pcs | 47.79 | 0000 | USD | General | 0 | 13262 | Material | N | N | N | ""
10967 | 313356-0000 | T-terminal connector for Trafo TAL 850SQmm to stud dia 30x120mm | T-terminal connector for Transformer TAL 850SQmm to stud dia 30x120mm | 2017-09-26 11:45:27 | 0 | Pcs | 35.91 | 0000 | USD | General | 0 | 13226 | Material | N | N | N | ""
11266 | 211216-0000 | T-terminal connector for Transformer. 1xAAAC 300SQmm to stud D30x80mm | T-terminal connector for Transformer. 1xAAAC 300SQmm to stud D30x80mm | 2019-02-11 14:11:40 | 0 | Pcs | 21.98 | 0000 | USD | General | 0 | 14049 | Material | N | N | N | ""
11252 | 211202-0000 | T-terminal connector for. 1xAAAC 630SQmm to stud D40x80mm w/ Al-Cu Bi-metal sleeve | T-terminal connector for. 1xAAAC 630SQmm to stud D40x80mm w/ Al-Cu Bi-metal sleeve | 2019-02-11 13:49:40 | 0 | Pcs | 33566 | 0000 | KRW | General | 0 | 0 | Material | N | N | N | ""
12442 | 313655-0000 | T-terminal Straight Clamp Connector 2 x AAC Lupine 1267 Sqmm to Stud dia.60 mm | T-terminal Straight Clamp Connector 2 x AAC Lupine 1267 Sqmm to Stud dia.60 mm | 2024-08-29 10:02:58 | 0 | Set | 0 | 0000 |  | General | 0 | 0 | Material | N | N | N | ""
11941 | 611229-0000 | Turn Buckle 210 kN | Turn Buckle 210 kN | 2021-10-15 18:39:25 | 0 | Pcs | 968000 | 0000 | IDR | General | 0 | 0 | Material | N | N | N | ""
12093 | 611300-0000 | Turn buckle 24 mm | Turn buckle 24 mm | 2022-04-25 16:25:49 | 0 | Pcs | 119455 | 0000 | IDR | General | 0 | 0 | Material | N | N | N | ""
10501 | 610017-TSE0; 610014-DNFG | turn buckle 5T | turn buckle 5T | 2016-12-21 23:54:54 | 0 | Pcs | 810600 | TSE0 | IDR | TSE | 0 | 0 | Material | N | N | N | ""
11883 | 211361-0000 | Turn Buckle Eye 35 KIP 7/8x12 | Turn Buckle Eye 35 KIP 7/8x12 | 2021-09-23 20:24:01 | 0 | Pcs | 968000 | 0000 | IDR | General | 0 | 0 | Material | N | N | N | ""
9898 | 211093-0000 | tutup tanki BBM excavator Komatsu PC-75 | Komatsu PC-75 excavator fuel tank cap | 2015-06-17 13:45:21 | 0 | Pcs | 0 | 0000 |  | General | 0 | 0 | Material | N | N | N | ""
11572 | 611164-0000 | TV | TV | 2020-01-23 10:00:28 | 0 | Pcs | 4773874 | 0000 | IDR | General | 0 | 0 | Material | N | N | N | ""
11605 | 313505-0000 | TV Layar LED 32 Inch | 32 Inch LED Screen TV | 2020-04-07 18:17:10 | 0 | Pcs | 2097297.3 | 0000 | IDR | General | 0 | 0 | Material | N | N | N | ""
10579 | 313277-0000 | Twelve twin line conductors TACSR/AS 410/67 mm2 | Twelve twin line conductors TACSR/AS 410/67 mm2 | 2017-03-27 18:46:16 | 0 | Km | 0 | 0000 |  | General | 0 | 0 | Material | N | N | N | ""
11517 | 313486-0000 | Twin Rigid Spacer Jumper | Twin Rigid Spacer Jumper | 2019-09-23 20:58:39 | 0 | Pcs | 347838 | 0000 | IDR | General | 0 | 0 | Material | N | N | N | ""
11530 | 313499-0000 | Twisted Ball Eye 20mm | Twisted Ball Eye 20mm | 2019-09-23 21:15:22 | 0 | Pcs | 92638 | 0000 | IDR | General | 0 | 0 | Material | N | N | N | ""
11516 | 313485-0000 | Twisted Bow Shackle 210kN | Twisted Bow Shackle 210kN | 2019-09-23 20:58:03 | 0 | Pcs | 205691 | 0000 | IDR | General | 0 | 0 | Material | N | N | N | ""
12135 | 313572-0000 | Twisted Clevis Tounge | Twisted Clevis Tongue | 2022-08-07 22:17:15 | 0 | Pcs | 165000 | 0000 | IDR | General | 0 | 0 | Material | N | N | N | ""
10438 | 211118-0000 | Twisted Connector | Twisted Connector | 2016-11-29 09:37:42 | 0 | Pcs | 0 | 0000 |  | General | 0 | 0 | Material | N | N | N | ""
10434 | 211114-0000 | Twisted Double Clevis | Twisted Double Clevis | 2016-11-29 09:34:11 | 0 | Pcs | 100000 | 0000 | IDR | General | 0 | 0 | Material | N | N | N | ""
11519 | 313488-0000 | Twisted Eye Tongue | Twisted Eye Tongue | 2019-09-23 20:59:58 | 0 | Pcs | 52061 | 0000 | IDR | General | 0 | 0 | Material | N | N | N | ""
11723 | 413211-0000 | Twisted Pair cable - 2 pair x 0,6 mm | Twisted Pair cable - 2 pairs x 0.6 mm | 2021-01-11 15:39:33 | 0 | Mtr | 15000 | 0000 | IDR | General | 0 | 0 | Material | N | N | N | ""
10164 | 611050-0000 | Two/Three Bundle Conductor Pulley | Two/Three Bundle Conductor Pulley | 2016-03-03 09:13:02 | 0 | Set | 0 | 0000 |  | General | 0 | 0 | Material | N | N | N | ""
10675 | 111425-0000 | Type 4AA11 plus 0 Tower (Standard Height) | Type 4AA11 plus 0 Tower (Standard Height) | 2017-07-27 18:50:33 | 0 | Kg | 0 | 0000 |  | General | 0 | 0 | Material | N | N | N | ""
10676 | 111426-0000 | Type 4AA11 Plus 3 Tower | Type 4AA11 Plus 3 Tower | 2017-07-27 18:51:43 | 0 | Kg | 0 | 0000 |  | General | 0 | 0 | Material | N | N | N | ""
10677 | 111427-0000 | Type 4AA11 Plus 6 Tower | Type 4AA11 Plus 6 Tower | 2017-07-27 18:52:26 | 0 | Kg | 0 | 0000 |  | General | 0 | 0 | Material | N | N | N | ""
10678 | 111428-0000 | Type 4BB11 Plus 6 Tower | Type 4BB11 Plus 6 Tower | 2017-07-27 18:59:26 | 0 | Kg | 0 | 0000 |  | General | 0 | 13319 | Material | N | N | N | ""
10679 | 111429-0000 | Type 4BB11 Plus 9 Tower | Type 4BB11 Plus 9 Tower | 2017-07-27 18:57:47 | 0 | Kg | 0 | 0000 |  | General | 0 | 0 | Material | N | N | N | ""
10680 | 111430-0000 | Type 4CC11 Plus 0 Tower | Type 4CC11 Plus 0 Tower | 2017-07-27 19:00:24 | 0 | Kg | 0 | 0000 |  | General | 0 | 0 | Material | N | N | N | ""
10683 | 111433-0000 | Type 4CC11 Plus 12 Tower | Type 4CC11 Plus 12 Tower | 2017-07-27 19:03:34 | 0 | Kg | 0 | 0000 |  | General | 0 | 0 | Material | N | N | N | ""
10681 | 111431-0000 | Type 4CC11 Plus 3 Tower | Type 4CC11 Plus 3 Tower | 2017-07-27 19:01:54 | 0 | Kg | 0 | 0000 |  | General | 0 | 0 | Material | N | N | N | ""
10682 | 111432-0000 | Type 4CC11 Plus 9 Tower | Type 4CC11 Plus 9 Tower | 2017-07-27 19:02:43 | 0 | Kg | 0 | 0000 |  | General | 0 | 0 | Material | N | N | N | ""
10684 | 111434-0000 | Type 4DD11 Min 3 Tower | Type 4DD11 Min 3 Tower | 2017-07-27 19:04:36 | 0 | Kg | 0 | 0000 |  | General | 0 | 0 | Material | N | N | N | ""
10685 | 111435-0000 | Type 4DD11 Plus 0 Tower | Type 4DD11 Plus 0 Tower | 2017-07-27 19:05:01 | 0 | Kg | 0 | 0000 |  | General | 0 | 0 | Material | N | N | N | ""
10689 | 111439-0000 | Type 4DD11 Plus 12 Tower | Type 4DD11 Plus 12 Tower | 2017-07-27 19:07:32 | 0 | Kg | 0 | 0000 |  | General | 0 | 0 | Material | N | N | N | ""
10686 | 111436-0000 | Type 4DD11 Plus 3 Tower | Type 4DD11 Plus 3 Tower | 2017-07-27 19:05:44 | 0 | Kg | 0 | 0000 |  | General | 0 | 0 | Material | N | N | N | ""
10687 | 111437-0000 | Type 4DD11 Plus 6 Tower | Type 4DD11 Plus 6 Tower | 2017-07-27 19:06:20 | 0 | Kg | 0 | 0000 |  | General | 0 | 0 | Material | N | N | N | ""
10688 | 111438-0000 | Type 4DD11 Plus 9 Tower | Type 4DD11 Plus 9 Tower | 2017-07-27 19:06:57 | 0 | Kg | 0 | 0000 |  | General | 0 | 0 | Material | N | N | N | ""
10690 | 111440-0000 | Type 4DDR11 Min 3 Tower | Type 4DDR11 Min 3 Tower | 2017-07-27 19:08:28 | 0 | Kg | 0 | 0000 |  | General | 0 | 0 | Material | N | N | N | ""
10691 | 111441-0000 | Type 4DDR11 Plus 0 Tower | Type 4DDR11 Plus 0 Tower | 2017-07-27 19:09:04 | 0 | Kg | 0 | 0000 |  | General | 0 | 0 | Material | N | N | N | ""
10692 | 111442-0000 | Type 4EE11 Min 3 Tower | Type 4EE11 Min 3 Tower | 2017-07-27 19:10:00 | 0 | Kg | 0 | 0000 |  | General | 0 | 0 | Material | N | N | N | ""
10693 | 111443-0000 | Type 4EE11 Plus 6 Tower | Type 4EE11 Plus 6 Tower | 2017-07-27 19:10:37 | 0 | Kg | 0 | 0000 |  | General | 0 | 0 | Material | N | N | N | ""
10694 | 111444-0000 | Type 4EE11 Plus 9 Tower | Type 4EE11 Plus 9 Tower | 2017-07-27 19:11:05 | 0 | Kg | 0 | 0000 |  | General | 0 | 0 | Material | N | N | N | ""
10924 | 129310-0000 | Type AA plus 12 - Kelas 6 (Concrete Pile) 12 m 4 Pile | Type AA plus 12 - Class 6 (Concrete Pile) 12 m 4 Pile | 2017-08-08 11:13:56 | 0 | Ls | 0 | 0000 |  | General | 0 | 0 | Material | N | N | N | ""
10925 | 129311-0000 | Type AA plus 12 - Kelas 6 (Concrete Pile) 14 m 4 Pile | Type AA plus 12 - Class 6 (Concrete Pile) 14 m 4 Pile | 2017-08-08 11:14:46 | 0 | Ls | 0 | 0000 |  | General | 0 | 0 | Material | N | N | N | ""
10923 | 129309-0000 | Type AA plus 12 - Kelas 3W (Concrete Pad dan Chimney) | Type AA plus 12 - Class 3W (Concrete Pad and Chimney) | 2017-08-08 11:13:02 | 0 | Ls | 0 | 0000 |  | General | 0 | 0 | Material | N | N | N | ""
10926 | 129312-0000 | Type AA plus 15 - Kelas 6 (Concrete Pile) 14 m 4 Pile (Pondasi) | Type AA plus 15 - Class 6 (Concrete Pile) 14 m 4 Pile (Foundation) | 2017-08-08 11:15:52 | 0 | Ls | 0 | 0000 |  | General | 0 | 0 | Material | N | N | N | ""
10927 | 129313-0000 | Type AA plus 15 - Kelas 6 (Concrete Pile) 18 m 4 Pile (Pondasi) | Type AA plus 15 - Class 6 (Concrete Pile) 18 m 4 Pile (Foundation) | 2017-08-08 11:16:37 | 0 | Ls | 0 | 0000 |  | General | 0 | 0 | Material | N | N | N | ""
10919 | 129305-0000 | Type AA plus 6 - Kelas 6 (Concrete Pile) 6 m 4 Pile (Pondasi) | Type AA plus 6 - Class 6 (Concrete Pile) 6 m 4 Pile (Foundation) | 2017-08-08 11:09:40 | 0 | Ls | 0 | 0000 |  | General | 0 | 0 | Material | N | N | N | ""
10921 | 129307-0000 | Type AA plus 9 - Kelas 6 (Concrete Pile) 6 m 4 Pile (Pondasi) | Type AA plus 9 - Class 6 (Concrete Pile) 6 m 4 Pile (Foundation) | 2017-08-08 11:11:22 | 0 | Ls | 0 | 0000 |  | General | 0 | 0 | Material | N | N | N | ""
10922 | 129308-0000 | Type AA plus 9 - Kelas 6 (Concrete Pile) 8 m 4 Pile (Pondasi) | Type AA plus 9 - Class 6 (Concrete Pile) 8 m 4 Pile (Foundation) | 2017-08-08 11:12:09 | 0 | Ls | 0 | 0000 |  | General | 0 | 0 | Material | N | N | N | ""
10932 | 129317-0000 | Type AA6 - Kelas 6 (Concrete Pile) 12 m 4 Pile | Type AA6 - Class 6 (Concrete Pile) 12 m 4 Pile | 2017-08-09 20:42:07 | 0 | Ls | 0 | 0000 |  | General | 0 | 0 | Material | N | N | N | ""
10933 | 129318-0000 | Type AA6 - Kelas 6 (Concrete Pile) 18 m 4 Pile | Type AA6 - Class 6 (Concrete Pile) 18 m 4 Pile | 2017-08-09 20:43:24 | 0 | Ls | 0 | 0000 |  | General | 0 | 0 | Material | N | N | N | ""
10934 | 129319-0000 | Type AA9 - Kelas 6 (Concrete Pile) 12 m 4 Pile | Type AA9 - Class 6 (Concrete Pile) 12 m 4 Pile | 2017-08-09 20:45:28 | 0 | Ls | 0 | 0000 |  | General | 0 | 0 | Material | N | N | N | ""
10920 | 129306-0000 | Type AAplus 6 - Kelas 6 (Concrete Pile) 16 m 4 Pile (Pondasi) | Type AAplus 6 - Class 6 (Concrete Pile) 16 m 4 Pile (Foundation) | 2017-08-08 11:10:32 | 0 | Ls | 0 | 0000 |  | General | 0 | 0 | Material | N | N | N | ""
10929 | 129315-0000 | Type BB plus 12 - Kelas 6 (Concrete Pile) 12 m 4 Pile (Pondasi) | Type BB plus 12 - Class 6 (Concrete Pile) 12 m 4 Pile (Foundation) | 2017-08-08 11:18:12 | 0 | Ls | 0 | 0000 |  | General | 0 | 0 | Material | N | N | N | ""
10928 | 129314-0000 | Type BB plus 9 - Kelas 6 (Concrete Pile) 10 m 4 Pile (Pondasi) | Type BB plus 9 - Class 6 (Concrete Pile) 10 m 4 Pile (Foundation) | 2017-08-08 11:17:24 | 0 | Ls | 0 | 0000 |  | General | 0 | 0 | Material | N | N | N | ""
10930 | 129316-0000 | Type DDR plus 6 - Kelas 6 (Concrete Pile) 12 m 4 Pile (Pondasi) | Type DDR plus 6 - Class 6 (Concrete Pile) 12 m 4 Pile (Foundation) | 2017-08-08 11:18:56 | 0 | Ls | 0 | 0000 |  | General | 0 | 0 | Material | N | N | N | ""
12170 | 211442-0000 | U Bolt & Nut M16 70x145x80 120Kn | U Bolt & Nut M16 70x145x80 120Kn | 2022-10-06 17:27:31 | 0 | Pcs | 357000 | 0000 | IDR | General | 0 | 0 | Material | N | N | N | ""
12167 | 611307-0000 | U Bolt & Nut M16x70x145 120Kn | U Bolt & Nut M16x70x145 120Kn | 2022-10-06 17:08:17 | 0 | Pcs | 0 | 0000 |  | General | 0 | 0 | Material | N | N | N | ""
12090 | 211415-0000 | U Bolt & Nut M20 85x145x80 | U Bolt & Nut M20 85x145x80 | 2022-04-07 12:15:47 | 0 | Pcs | 436000 | 0000 | IDR | General | 0 | 0 | Material | N | N | N | ""
11690 | 211315-0000 | U Bolt & Nut M20x90x155 | U Bolt & Nut M20x90x155 | 2020-10-13 12:17:21 | 0 | Pcs | 170000 | 0000 | IDR | General | 0 | 0 | Material | N | N | N | ""
11748 | 111588-0000 | U bolt 3 inch | 3 inch U bolt | 2021-01-26 10:48:45 | 0 | Pcs | 5000 | 0000 | IDR | General | 0 | 0 | Material | N | N | N | ""
12395 | 211471-0000 | U-Bolt for M20x60x180 | U-Bolt for M20x60x180 | 2024-05-23 11:10:38 | 0 | Pcs | 0 | 0000 |  | General | 0 | 0 | Material | N | N | N | ""
10057 | 313202-0000 | U-Bolt for M20x70x180 | U-Bolt for M20x70x180 | 2015-11-19 11:19:17 | 0 | Pcs | 456000 | 0000 | IDR | General | 0 | 13648 | Material | N | N | N | ""
12684 | 221063-0000 | Uji Bending Pada Besi | Bending Test on Iron | 2025-07-15 09:59:10 | 0 | Pcs | 400000 | 0000 | IDR | General | 0 | 0 | Material | N | N | N | ""
10727 | 129233-0000 | Uji Petik Sondir | Soil Test | 2017-08-03 18:43:27 | 0 | Set | 1000000 | 0000 | IDR | General | 0 | 0 | Material | N | N | N | ""
12476 | 129463-0000 | Uji Sand Cone | Sand Cone Test | 2024-10-30 10:18:29 | 0 | Ttk | 1500000 | 0000 | IDR | General | 0 | 0 | Material | N | N | N | ""
10991 | 129326-0000 | uji tarik besi | iron tensile test | 2017-09-22 16:51:25 | 0 | Ls | 400000 | 0000 | IDR | General | 0 | 0 | Material | N | N | N | ""
11814 | 211332-0000 | Uji Tekuk Besi | Iron Bending Test | 2021-07-14 16:06:13 | 0 | Ls | 100000 | 0000 | IDR | General | 0 | 0 | Material | N | N | N | ""
12379 | 323223-0000 | Uji Thermovisi | Thermovision Test | 2024-05-20 12:49:46 | 0 | Ls | 0 | 0000 |  | General | 0 | 0 | Material | N | N | N | ""
10639 | 210001-UNBR | UNIBOR HSS Cutter M2 26 x 30 mm | UNIBOR HSS Cutter M2 26 x 30 mm | 2017-06-07 08:49:29 | 0 | ea | 7500 | UNBR | IDR | UNIBOR | 0 | 0 | Material | N | N | N | ""
10640 | 210002-UNBR | UNIBOR Pilot Pin S 30mm | UNIBOR Pilot Pin S 30mm | 2017-06-07 08:51:19 | 0 | ea | 89876.8 | UNBR | IDR | UNIBOR | 0 | 0 | Material | N | N | N | ""
9383 | 313074-0000 | Unsymmetrical Vee Suspension 120 kN ACSR 240/40 mm | Unsymmetrical Vee Suspension 120 kN ACSR 240/40 mm | 2014-08-07 18:22:51 | 0 | Set | 1778280.3 | 0000 | IDR | General | 292.27 | 11666 | Material | N | N | N | ""
9111 | 129085-0000 | Upah Pekerja untuk material selain material utama | Worker's wages for materials other than main materials | 2014-03-14 16:29:31 | 0 | Ls | 95416.67 | 0000 | IDR | General | 1192180381 | 11633 | Material | N | N | N | ""
9109 | 129084-0000 | Upah Pekerjaan Material Utama | Main Material Work Wages | 2014-03-14 16:28:24 | 0 | Ls | 145000 | 0000 | IDR | General | 0 | 11633 | Material | N | N | N | ""
10998 | 129327-0000 | Upah Pekerjaan Pondasi | Foundation Work Wages | 2017-10-06 15:39:10 | 0 | Ls | 500000 | 0000 | IDR | General | 0 | 0 | Material | N | N | N | ""
10348 | 129173-0000 | Upah Pekerjaan Pondasi Aa2 class 5 | Foundation Work Wages Aa2 class 5 | 2016-10-04 15:19:11 | 0 | Unit | 0 | 0000 |  | General | 0 | 13103 | Material | N | N | N | ""
10357 | 129176-0000; 129177-0000 | Upah Pekerjaan Pondasi Type Aa2 Class 1 | Wages for Foundation Work Type Aa2 Class 1 | 2016-10-04 15:20:19 | 0 | Unit | 0 | 0000 |  | General | 0 | 13103 | Material | N | N | N | ""
10363 | 129178-0000 | Upah Pekerjaan Pondasi Type Aa2 class 4 | Wages for Foundation Work Type Aa2 class 4 | 2016-10-04 15:21:04 | 0 | Unit | 0 | 0000 |  | General | 0 | 13103 | Material | N | N | N | ""
10366 | 129179-0000 | Upah Pekerjaan pondasi type Bb2 class 1 | Wages for foundation work type Bb2 class 1 | 2016-10-04 15:21:29 | 0 | Unit | 0 | 0000 |  | General | 0 | 13103 | Material | N | N | N | ""
10354 | 129175-0000 | Upah Pekerjaan pondasi Type Cc2 class 3 | Wages for foundation work Type Cc2 class 3 | 2016-10-04 15:19:56 | 0 | Unit | 33633600 | 0000 | IDR | General | 0 | 13103 | Material | N | N | N | ""
10351 | 129174-0000 | Upah Pekerjaan Pondasi Type Cc2 class 5 | Foundation Work Wages Type Cc2 class 5 | 2016-10-04 15:19:34 | 0 | Unit | 0 | 0000 |  | General | 0 | 13103 | Material | N | N | N | ""
9322 | 313073-0000 | UPS 5 KVA | 5 KVA UPS | 2014-06-12 17:53:15 | 0 | Pcs | 0 | 0000 | IDR | General | 0 | 11683 | Material | N | N | N | ""
10514 | 810034-0000 | USB Flashdisk 8 GB | 8 GB USB Flash Drive | 2017-01-24 09:33:42 | 0 | Pcs | 80000 | 0000 | IDR | General | 0 | 0 | Material | N | N | N | ""
10195 | 413175-0000 | UTP Cable Cat 6 | UTP Cable Cat 6 | 2016-07-01 13:44:43 | 0 | Mtr | 8000 | 0000 | IDR | General | 6105 | 13120 | Material | N | N | N | ""
10131 | 424141-0000 | UTP Cat 5 Cable | UTP Cat 5 Cable | 2016-02-02 13:55:38 | 0 | Mtr | 3000 | 0000 | IDR | General | 0 | 13883 | Material | N | N | N | ""
10625 | 410004-KOBE | VA32G8739360 ECU, Spare Q-Rank6 | VA32G8739360 ECU, Spare Q-Rank6 | 2017-06-02 14:05:15 | 0 | Pcs | 25330000 | KOBE | IDR | KOBELCO | 0 | 0 | Material | N | N | N | ""
12012 | 611276-0000 | Vanbelt Tipe B 52 | Vanbelt Type B 52 | 2022-01-09 12:07:15 | 0 | Pcs | 46540 | 0000 | IDR | General | 0 | 0 | Material | N | N | N | ""
12011 | 611275-0000 | Vanbelt tipe B 80 | Vanbelt type B 80 | 2022-01-09 12:06:10 | 0 | Pcs | 61600 | 0000 | IDR | General | 0 | 0 | Material | N | N | N | ""
10087 | 720035-0000 | Vehicle Rent | Vehicle Rental | 2016-03-03 08:34:42 | 0 | Day | 700000 | 0000 | IDR | General | 0 | 13407 | Material | N | N | N | ""
8182 | 820008-0000 | Vehicle Rent | Vehicle Rental | 2013-07-11 10:27:31 | 0 | Mth | 15000000 | 0000 | IDR | General | 6250000 | 9982 | Material | N | N | N | ""
4132 | 2001399 | Vehicle Rent | Vehicle Rental |  | 0 | Unit | 15306122.45 | "" | IDR | "" | 5208333.33 | 0 | Material | N | Y | N | ""
11342 | 810083-0000 | Velbed Alumunium | Aluminum Velbed | 2019-03-28 14:21:43 | 0 | Pcs | 580000 | 0000 | IDR | General | 0 | 0 | Material | N | N | N | ""
12802 | 111716-0000 | Ventilasi Jalusi Aluminium Ukr 900 mm x 540 mm (Bouven Louver) | Aluminum Jalousie Ventilation Size 900 mm x 540 mm (Bouven Louver) | 2025-11-30 13:47:33 | 0 | Unit | 0 | 0000 |  | General | 0 | 0 | Material | N | N | N | ""
12372 | 323220-0000 | Verifikasi TKDN | TKDN Verification | 2024-05-19 14:10:10 | 0 | Ls | 73000000 | 0000 | IDR | General | 0 | 0 | Material | N | N | N | ""
11633 | 313514-0000 | Vibration Damper for ACCC Lisbon 310, include armor rod | Vibration Damper for ACCC Lisbon 310, includes armor rod | 2020-07-22 15:51:31 | 0 | Set | 0 | 0000 |  | General | 0 | 0 | Material | N | N | N | ""
9931 | 313182-0000 | Vibration damper for conductor TACSR 410 | Vibration damper for conductor TACSR 410 | 2015-06-19 16:16:39 | 0 | Pcs | 538717 | 0000 | IDR | General | 0 | 0 | Material | N | N | N | ""
9932 | 313183-0000 | Vibration damper for GSW 55 & OPGW 70 | Vibration damper for GSW 55 & OPGW 70 | 2015-06-19 16:19:36 | 0 | Pcs | 233450 | 0000 | IDR | General | 0 | 0 | Material | N | N | N | ""
10909 | 211131-0000 | Vibration Damper, Stockbridge Type for Conductor ACSR HAWK 240/40 sq.mm | Vibration Damper, Stockbridge Type for Conductor ACSR HAWK 240/40 sq.mm | 2017-08-04 17:31:21 | 0 | Pcs | 313592 | 0000 | IDR | General | 0 | 0 | Material | N | N | N | ""
10908 | 211130-0000 | Vibration Damper, Stockbridge Type for Conductor GSW 55 sq.mm | Vibration Damper, Stockbridge Type for Conductor GSW 55 sq.mm | 2017-08-04 17:30:29 | 0 | Pcs | 238670 | 0000 | IDR | General | 0 | 0 | Material | N | N | N | ""
10907 | 211129-0000 | Vibration Damper, Stockbridge Type for Optical Ground Wire (OPGW) 60 sq.mm | Vibration Damper, Stockbridge Type for Optical Ground Wire (OPGW) 60 sq.mm | 2017-08-04 17:29:43 | 0 | Pcs | 233508 | 0000 | IDR | General | 0 | 0 | Material | N | N | N | ""
11834 | 129431-0000 | Vibrator Sewa Mesin | Vibrator Machine Rental | 2021-09-03 14:12:34 | 0 | Mth | 0 | 0000 |  | General | 0 | 0 | Material | N | N | N | ""
12730 | 313765-0000 | Voltage Test Block, 2.2kV insulation rating, 10-pole type, suitable for voltage testing and protection | Voltage Test Block, 2.2kV insulation rating, 10-pole type, suitable for voltage testing and protection | 2025-10-08 11:32:01 | 0 | Pcs | 1140000 | 0000 | IDR | General | 0 | 0 | Material | N | N | N | ""
11574 | 424174-0000 | Walk & Drive Test | Walk & Drive Test | 2020-02-04 20:34:24 | 0 | Ls | 2500000 | 0000 | IDR | General | 0 | 0 | Material | N | N | N | ""
9310 | 211046-0000 | Walking Meter | Walking Meter | 2014-06-10 13:09:56 | 0 | Pcs | 850000 | 0000 | IDR | General | 750000 | 11683 | Material | N | N | N | ""
9389 | 313080-0000 | Warning Light on conductor | Warning Light on conductor | 2014-08-07 19:05:14 | 0 | Set | 900 | 0000 | USD | General | 0 | 11666 | Material | N | N | N | ""
8144 | 411015-0000 | Warning Tape | Warning Tape | 2014-10-27 16:27:15 | 0 | Rol | 185000 | 0000 | IDR |  | 245000 | 0 |  | N | N | N
8382 | 820013-0000 | Warranty / Retention | Warranty / Retention | 2013-08-20 11:32:28 | 0 | Ls | 2250000 | 0000 | IDR | General | 0 | 10301 | Material | N | N | N | ""
7715 | 110003-0000 | Wash primer | Wash primer |  | 0 | Ltr | 0 | Gener | "" | "" | 0 | 0 | Material | N | N | N
11880 | 211358-0000 | Washer Lock M24 MTRC Galv | Washer Lock M24 MTRC Galv | 2021-09-23 19:38:12 | 0 | Pcs | 4016 | 0000 | IDR | General | 0 | 0 | Material | N | N | N | ""
11494 | 129383-0000 | Washtafel | washbasin | 2019-09-05 09:17:12 | 0 | Unit | 95000 | 0000 | IDR | General | 0 | 0 | Material | N | N | N | ""
8748 | 211037-0000 | Water Pump/ Pompa Air (uk. 3 Inchi) | Water Pump/Water Pump (uk. 3 inches) | 2013-11-07 09:48:36 | 0 | Unit | 1950000 | 0000 | IDR | General | 1600000 | 11078 | Material | N | N | N | ""
11856 | 611202-0000 | Water Swivel | Water Swivel | 2021-09-19 15:24:48 | 0 | Unit | 3562500 | 0000 | IDR | General | 0 | 14500 | Material | N | N | N | ""
12666 | 111688-0000 | Waterproofing Membrane Thickness 3 mm | Waterproofing Membrane Thickness 3 mm | 2025-06-24 11:35:17 | 0 | M2 | 0 | 0000 |  | General | 0 | 0 | Material | N | N | N | ""
11715 | 111581-0000 | Waterstop | Waterstop | 2020-12-24 15:48:44 | 0 | Pcs | 1815000 | 0000 | IDR | General | 0 | 0 | Material | N | N | N | ""
11317 | 620026-0000 | Webbing Sling 2 ton x 1 m | Webbing Sling 2 tons x 1 m | 2019-03-25 10:42:58 | 0 | Pcs | 65455 | 0000 | IDR | General | 0 | 0 | Material | N | N | N | ""
11331 | 611123-0000 | Webbing Sling 2 Ton x 2 m | Webbing Sling 2 Ton x 2 m | 2019-03-26 14:11:18 | 0 | Pcs | 0 | 0000 |  | General | 0 | 0 | Material | N | N | N | ""
11332 | 611124-0000 | Webbing Sling 2 Ton x 3 m | Webbing Sling 2 Ton x 3 m | 2019-03-26 14:12:05 | 0 | Pcs | 94546 | 0000 | IDR | General | 0 | 0 | Material | N | N | N | ""
11333 | 611125-0000 | Webbing Sling 2 Ton x 4 m | Webbing Sling 2 Ton x 4 m | 2019-03-26 14:12:50 | 0 | Pcs | 150000 | 0000 | IDR | General | 0 | 0 | Material | N | N | N | ""
11666 | 211311-0000 | Webbing Sling 3 Ton (Panjang 6 Meter) | Webbing Sling 3 Ton (6 Meters Long) | 2020-09-27 21:33:45 | 0 | Pcs | 425000 | 0000 | IDR | General | 0 | 0 | Material | N | N | N | ""
11398 | 611145-0000 | Webbing Sling 3 ton x 4 m | Webbing Sling 3 tons x 4 m | 2019-07-08 11:17:30 | 0 | Pcs | 181818 | 0000 | IDR | General | 0 | 0 | Material | N | N | N | ""
11399 | 611146-0000 | Webbing Sling 3 ton x 6 m | Webbing Sling 3 tons x 6 m | 2019-07-08 11:18:08 | 0 | Pcs | 269091 | 0000 | IDR | General | 0 | 0 | Material | N | N | N | ""
11316 | 620025-0000 | Webbing Sling 4 ton x 6 m | Webbing Sling 4 tons x 6 m | 2019-03-25 10:41:14 | 0 | Pcs | 950000 | 0000 | IDR | General | 0 | 0 | Material | N | N | N | ""
11663 | 211308-0000 | Webbing Sling 5 Ton (Panjang 6 Meter) | Webbing Sling 5 Ton (6 Meters Long) | 2020-09-27 21:06:52 | 0 | Pcs | 85000 | 0000 | IDR | General | 0 | 0 | Material | N | N | N | ""
12239 | 211450-0000 | Webbing Sling 8 ton | 8 ton webbing sling | 2023-04-06 15:30:09 | 0 | Mtr | 114144.17 | 0000 | IDR | General | 0 | 0 | Material | N | N | N | ""
7416 | 410067-PACI | Wideband Combiner, 4in4out, 800-2500 MHz | Wideband Combiner, 4in4out, 800-2500 MHz |  | 0 | Pcs | 415 | Pacif | USD |  | 415 | 0 |  | N | N | N
11855 | 611201-0000 | Winch EK-60 | Winch EK-60 | 2021-09-19 15:12:42 | 0 | Unit | 20000000 | 0000 | IDR | General | 0 | 14500 | Material | N | N | N | ""
11966 | 611245-0000 | Wing Bit | Wing Bit | 2021-10-29 10:58:35 | 0 | Pcs | 17500 | 0000 | IDR | General | 0 | 0 | Material | N | N | N | ""
11967 | 611246-0000 | Wing Nut | Wing Nut | 2021-10-29 10:59:34 | 0 | Pcs | 38000 | 0000 | IDR | General | 0 | 0 | Material | N | N | N | ""
11897 | 211374-0000 | Wire Rope 5/8 Thimble | Wire Rope 5/8 Thimble | 2021-09-23 21:05:15 | 0 | Pcs | 13364 | 0000 | IDR | General | 0 | 0 | Material | N | N | N | ""
11982 | 611250-0000 | Wire Rope Pulling Hoist 5,4 T | Wire Rope Pulling Hoist 5.4 T | 2021-12-07 13:09:22 | 0 | Unit | 0 | 0000 |  | General | 0 | 0 | Material | N | N | N | ""
11984 | 611252-0000 | Wire Rope Ungalv Dia.14 mm | Wire Rope Ungalv Dia.14 mm | 2021-12-07 13:12:19 | 0 | Unit | 30000 | 0000 | IDR | General | 0 | 0 | Material | N | N | N | ""
11772 | 111597-0000 | Wiremesh Galvanis 1 m x 7,5 m x 1/2 inch | Galvanized Wiremesh 1 m x 7.5 m x 1/2 inch | 2021-02-25 14:38:57 | 0 | Lbr | 135000 | 0000 | IDR | General | 0 | 0 | Material | N | N | N | ""
11704 | 111575-0000 | Wiremesh M8 | Wiremesh M8 | 2020-12-19 08:06:42 | 0 | Lbr | 562233.33 | 0000 | IDR | General | 0 | 0 | Material | N | N | N | ""
8340 | 111027-0000 | Wiremesh Type DM 4 dia. 8 x 8, spasi 150 x 150, lebar 5.4 x 2.1 | Wiremesh Type DM 4 dia. 8 x 8, spacing 150 x 150, width 5.4 x 2.1 | 2013-08-02 14:49:07 | 0 | Lbr | 0 | 0000 | IDR | General | 0 | 10101 | Material | N | N | N | ""
8348 | 111045-0000 | Wiremesh Type DM 4 dia. 8x8, Spasi 150x150, lebar 5.4x2.1 | Wiremesh Type DM 4 dia. 8x8, Spacing 150x150, width 5.4x2.1 | 2013-08-05 10:30:43 | 0 | Pcs | 0 | 0000 | IDR | General | 0 | 10270 | Material | N | N | N | ""
12536 | 323226-0000 | Wiring Digital Teleprotection kedalam Panel Telecommunication | Wiring Digital Teleprotection into the Telecommunication Panel | 2024-12-02 16:57:16 | 0 | SS | 6000000 | 0000 | IDR | General | 0 | 0 | Material | N | N | N | ""
12482 | 323225-0000 | Wiring Energy Meter Panel 150 kV OHL | Wiring Energy Meter Panel 150 kV OHL | 2024-11-07 13:28:04 | 0 | Set | 11000000 | 0000 | IDR | General | 0 | 0 | Material | N | N | N | ""
12538 | 323228-0000 | Wiring Multiplexer PDH kedalam Panel Telecommunication | Wiring the PDH Multiplexer into the Telecommunication Panel | 2024-12-02 17:06:42 | 0 | SS | 0 | 0000 |  | General | 0 | 0 | Material | N | N | N | ""
12537 | 323227-0000 | Wiring Multiplexer SDH kedalam Panel Telecommunication | Wiring the SDH Multiplexer into the Telecommunication Panel | 2024-12-02 17:04:26 | 0 | SS | 13000000 | 0000 | IDR | General | 0 | 0 | Material | N | N | N | ""
12481 | 323224-0000 | Wiring Panel Marshiling Kiosk 150 kV OHL | Marshiling Kiosk Panel Wiring 150 kV OHL | 2024-11-07 13:23:14 | 0 | Set | 11000000 | 0000 | IDR | General | 0 | 0 | Material | N | N | N | ""
12542 | 323231-0000 | Wiring Patch Panel kedalam Panel Telecommunication | Wiring Patch Panel into Telecommunication Panel | 2024-12-02 17:13:46 | 0 | SS | 0 | 0000 |  | General | 0 | 0 | Material | N | N | N | ""
10937 | 424169-0000 | Wiring, Testing dan Commisioning Peralatan Telekomunikasi PLC Teleproteksi | Wiring, Testing and Commissioning of Telecommunication Equipment PLC Teleprotection | 2017-09-05 08:46:00 | 0 | lot | 32000000 | 0000 | IDR | General | 0 | 0 | Material | N | N | N | ""
8185 | 810003-ENDU | Workstation Furniture Office | Office Furniture Workstation | 2013-07-12 10:56:32 | 0 | Ls | 352270.27 | ENDU | IDR | ENDURO | 0 | 9982 | Material | N | N | N | ""
12475 | 810121-0000 | Wuling Cloud EV | Wuling Cloud EV | 2024-10-28 13:41:39 | 0 | Set | 380000000 | 0000 | IDR | General | 0 | 0 | Material | N | N | N | ""
11227 | 810078-0000 | X-banner | X-banner | 2018-12-11 14:23:10 | 0 | Pcs | 150000 | 0000 | IDR | General | 0 | 0 | Material | N | N | N | ""
12178 | 211446-0000 | Y-Clevis Connector 120 kN | Y-Clevis Connector 120 kN | 2022-11-06 18:15:02 | 0 | Pcs | 11 | 0000 | USD | General | 0 | 0 | Material | N | N | N | ""
9242 | 611027-0000 | Yellow Line (Tali Plastik Garis Kuning Hitam) | Yellow Line (Yellow Black Line Plastic Rope) | 2014-05-16 10:59:13 | 0 | Rol | 61750 | 0000 | IDR | General | 61750 | 11558 | Material | N | N | N | ""
10632 | 410011-KOBE | YN14E01106P1 Hames | YN14E01106P1 Hames | 2017-06-02 14:11:33 | 0 | Pcs | 213928 | KOBE | IDR | KOBELCO | 0 | 0 | Material | N | N | N | ""
10630 | 410009-KOBE | YN14E01111P2 Hames | YN14E01111P2 Hames | 2017-06-02 14:09:51 | 0 | Pcs | 2772224 | KOBE | IDR | KOBELCO | 0 | 0 | Material | N | N | N | ""
10430 | 211110-0000 | Yoke Plate | Yoke Plate | 2016-11-29 09:20:34 | 0 | Pcs | 0 | 0000 |  | General | 0 | 0 | Material | N | N | N | ""
11884 | 211362-0000; 211369-0000 | Yoke Plate 30 KIP Galv | Yoke Plate 30 KIP Galv | 2021-09-23 20:29:06 | 0 | Pcs | 0 | 0000 |  | General | 0 | 0 | Material | N | N | N | ""
10626 | 410005-KOBE | ZM66C06016 Sems-Bolt | ZM66C06016 Sems-Bolt | 2017-06-02 14:06:10 | 0 | Pcs | 302328 | KOBE | IDR | KOBELCO | 0 | 0 | Material | N | N | N | ""
10483 | 610013-TSE0 | Zoom Sag Scope | Zoom Sag Scope | 2016-12-21 21:41:57 | 0 | Pcs | 3242400 | TSE0 | IDR | TSE | 0 | 0 | Material | N | N | N | ""
150
22