## Sheet1
Name | Code | OLD Code | OLD ID
110 VDC Distribution Board Complete With MCB for HV Equipment | 000001-0000 | 313339-0000 | 10873
110 VDC Battery Suitable For Supplying VDC Load Including 20 kV Cubicle For 8 Hours Discharge Including VOLTAGE DROPPER. (MINIMUM CAPACITY IS 250 AH 110 VDC) BATTERY CHARGER MIN 100 A FOR 110 VDC BATTERY COMPLETE WITH PANEL | 000002-0000 | 323094-0000,313150-0000 | 9763
110 VDC Switch Fuse Distribution Board SUITABLE FOR 110 VDC BATTERY SET, HV EQUIPMENT, MV SWITCHGEARS, ETC. TO COMPLETE THE SPECIFIED SCOPE OF Work, Including Necessary Spare MCB | 000003-0000 | 323095-0000,313151-0000 | 9764
110V DC Battery, 625Ah, 86 Cells, 8 Hours Autonomy | 000004-0000 | 313347-0000,313348-0000 | 10881
110V DC Charger-200A plus dioda dropper | 000005-0000 | 313346-0000 | 10880
110V DC Fuse Box | 000006-0000 | 313344-0000 | 10878
1250 A 31.5 kA Line Trap, 1 mH | 000007-0000 | 313121-0000 | 9638
1250 A 31.5 kA Line Trap, 1 mH to be installed in CVT | 000008-0000 | 323064-0000 | 9733
1-3/4 Carbide Bits | 000009-0000 | 211391-0000 | 11921
150 kV 3 Phase Disconnecting Switch motor operated, 31.5 kA 2000 A with Earthing switch for line bay | 000010-0000 | 313117-0000 | 9634
150 kV 3 Phase Disconnecting Switch motor operated, 31.5 kA 2000 A with Earthing switch, complete with clamps and supporting structure for line bay | 000011-0000 | 323060-0000 | 9729
150 kV 3 Phase Disconnecting Switch motor operated, 31.5 kA 2000 A without Earthing switch for IBT bay | 000012-0000 | 313126-0000 | 9643
150 kV 3 Phase Disconnecting Switch motor operated, 31.5 kA 2000 A without Earthing switch for line bay | 000013-0000 | 313116-0000 | 9633
150 kV 3 Phase Disconnecting Switch motor operated, 31.5 kA 2000 A without Earthing switch, complete with clamps and supporting structure for line bay | 000014-0000 | 323059-0000 | 9728
150 kV 3 Phase Disconnecting Switch motor operated, 31.5 kA 3150 A without Earthing switch for Bus Coupler bay | 000015-0000 | 313131-0000 | 9648
150 kV 3 Phase SF6 Circuit Breaker 40 kA 3150 A, complete with clamps and supporting structure for Bus Coupler bay | 000016-0000 | 313132-0000 | 9649
150 kV 3 Phase SF6 Circuit Breaker 40 kA 3150 A, complete with clamps and supporting structure for IBT bay | 000017-0000 | 313127-0000 | 9644
150 kV 3 Phase SF6 Circuit Breaker 40 kA 3150 A, complete with clamps and supporting structure for line bay | 000018-0000 | 323061-0000,313118-0000 | 9730
150 kV Capacitor Voltage Transformer with 2 secondary winding, ratio 150000V.V3 / 100V.V3 / 100V.V3, Burden 100 VA Cl 0.2, 150 VA CL 3P, min. capacitance 10000 PF complete with clamps, supporting structure | 000019-0000 | 323063-0000,323079-0000 | 9732
150 kV Capacitor Voltage Transformer with 2 secondary winding, ratio 150000V.V3 / 100V.V3 / 100V.V3, Burden 15 VA CL 3P, 15 VA CL 0.2, min. capacitance 10000 PF | 000020-0000 | 313136-0000 | 9653
150 kV Capacitor Voltage Transformer with 2 secondary winding, ratio 150000V-V3 / 100V,V3 / 100V,V3, Burden 15 VA CL 3P, 15 VA CL 0,2, min capacitance 5000 PF | 000021-0000 | 313120-0000 | 9637
150 kV Current Transformer for Bus-Coupler bay complete with clamps and supporting structure comprising,Core 1, 1000-2000-1 A, Class 5P20 Class 0,2 for over current protection, Earth fault protection, instrument Core 2 1000-2000/1A, Class PX for main busbar | 000022-0000 | 313134-0000 | 9651
150 kV Current Transformer for Bus-Coupler Bay comprising,Core 1, 1000-2000-1 A, Class PX for Main Busbar Protection | 000023-0000 | 313133-0000 | 9650
150 kV Current Transformer for IBT bay comprising,Core 1, 600-1200-1 A, Class PX for differential protection Core 2, 600-1200/1A, 30 VA Class 5P20 Class 0,2 for over current pro | 000024-0000 | 313128-0000 | 9645
150 kV Current Transformer for line bay complete with clamps and supporting structure comprising, Core 1, 600-1200/1 A, Class PX for distance protection Core 2, 600-1200/1A, 30 VA Class 5P20 Class 0,2 for over current protection, earth fault protection, instrument and metering devices core 3, 1000-2000-1 a, class px for check bus zone protection core 4, 1000-2000-1 a, class px for main bus zone protection core 5, 600-1200/1 a, 0,2s for bidding meter | 000025-0000 | 313119-0000 | 9636
150 kV Current Transformer for line bay complete with clamps and supporting structure comprising, Core 1, 600-1200/1 A, Class PX for distance protection Core 2, 600-1200/1A, 30 VA Class 5P20 Class 0.2 for over current protect | 000026-0000 | 323062-0000 | 9731
150 kV CVT Steel Support | 000027-0000 | 111464-0000 | 10844
150 kV Double Suspension String insulator set with fitting | 000028-0000 | 313169-0000,323112-0000 | 9796
150 kV Double Suspension String Set for 2XTAL 660 mm², 120 kN, without insulator, with turnbuckle, envelope type, fixing bolt M20-60mm | 000029-0000 | 313392-0000 | 11043
150 kV Double Suspension String Set for TAL 850 mm², 120 kN, without insulator, with turnbuckle, envelope type, fixing bolt M20-60mm | 000030-0000 | 313393-0000 | 11044
150 kV Double Tension String insulator set with fitting | 000031-0000 | 313109-0000 | 9626
150 kV Double Tension String set for 2xTAL 660 mm², 120 kN without insulator, with turnbuckle, compression type, Fixing bolt U-bolt M20-60mm | 000032-0000 | 313376-0000 | 10987
150 kV Double Tension String set for 2xTAL 660 mm², 120 kN without insulator, without turnbuckle, compression type, span 200, Fixing bolt U-bolt M20-60mm | 000033-0000 | 313806-0000 | 12807
150 kV Double Tension String set for 2xTAL 850 mm², 120 kN without insulator, with turnbuckle, compression type, Fixing bolt U-bolt M20-60mm | 000034-0000 | 313803-0000 | 12804
150 kV Double Tension String set for 2xTAL 850 mm², 120 kN without insulator, without turnbuckle, compression type, Fixing bolt U-bolt M20-60mm | 000035-0000 | 313804-0000 | 12805
150 kV Double Tension String set for TAL 850 mm², 120 kN, without insulator, with turnbuckle, compression type | 000036-0000 | 313749-0000 | 12649
150 kV Double Tension String set for TAL 850 mm², 120 kN, without insulator, without turnbuckle, compression type | 000037-0000 | 313620-0000 | 12340
150 kV Lightning Arrester, 20 kA, complete with clamp, supporting structure and surge counter | 000038-0000 | 323065-0000 | 9734
150 kV Lightning Arrester, 20 kA, complete with surge counter | 000039-0000 | 313122-0000 | 9639
150 kV NCT Installed on top the Transformer Tank as per-TPG | 000040-0000 | 323181-0000 | 10744
150 kV Post Insulator as per-TPG. | 000041-0000 | 323165-0000 | 10715
150 kV single phase cable sealing end complete | 000042-0000 | 313403-0000 | 11059
150 kV Single phase Capacitor Voltage Transformer | 000043-0000 | 313310-0000 | 10836
150 kV Single phase Current Transformer comprising, complete w/ | 000044-0000 | 323163-0000 | 10713
150 kV Single phase XLPE Power Cable CU 3 x 2 x 1000 mm²/ph complete | 000045-0000 | 313402-0000 | 11058
150 kV single Suspension String insulator set with fitting | 000046-0000 | 313115-0000,323058-0000 | 9632
150 kV Single Suspension String Set for 1xAAAC 300 mm², 120 kN, without insulator, envelope type (U-bolt type, M20x90mm) | 000047-0000 | 211234-0000 | 11284
150 kV Single Suspension String Set for 1xAAAC 630 mm², 120 kN, without insulator, envelope type (U-bolt type, M20x90mm) | 000048-0000 | 211233-0000 | 11283
150 kV Single Suspension String Set for 1xTAL 660 mm², 120 kN, without insulator, Press type, Arching horn, CDE Compression, Direct | 000049-0000 | 313808-0000 | 12809
150 kV Single Suspension String Set for 1xTAL 660 mm², 120 kN, without insulator, without turnbuckle, compression type | 000050-0000 | 313837-0000 | 12839
150 kV Single Suspension String Set for 1xTAL 850 mm², 120kN without insulator, strain clamp type | 000051-0000 | 313755-0000 | 12678
150 kV Single Suspension String Set for 2xAAAC 630 mm², 120 kN, without insulator, envelope type | 000052-0000 | 313448-0000 | 11300
150 kV Single Suspension String Set for 2xAAAC 630 mm², 120 kN, without insulator, envelope type (U-bolt type, M20x90mm) | 000053-0000 | 313475-0000 | 11382
150 kV Single Suspension String Set for 2xAAC Lupine 1267S mm², 120 kN, without insulator, envelope type (U-bolt type, M20x90mm) | 000054-0000 | 211232-0000 | 11282
150 kV Single Suspension String Set for 2xTAL 660 mm², 120 kN, without insulator, Bolted type, span 200, arching horn | 000055-0000 | 313805-0000 | 12806
150 kV Single Suspension String Set for 2xTAL 660 mm², 120 kN, without insulator, Envelope type, Fixing bolt U-bolt M20-60mm | 000056-0000 | 313375-0000 | 10986
150 kV Single Suspension String Set for 2xTAL 660 mm², 120 kN, without insulator, Press type, Arching horn, CDE Compression, Direct, span 200 | 000057-0000 | 313809-0000 | 12810
150 kV Single Suspension String Set for 2xTAL 850 mm², 120 kN, without insulator, Bolted type, span 200, arching horn | 000058-0000 | 313835-0000 | 12837
150 kV Single Suspension String Set for 2xTAL 850 mm², 120 kN, without insulator, Press Type | 000059-0000 | 313846-0000 | 12851
150 kV Single Suspension String Set for TAL 1x850 mm², 120 kN, without insulator, Envelope type | 000060-0000 | 313844-0000 | 12848
150 kV single Suspension String Set for TAL 850 sqm, 120 kN | 000061-0000 | 313190-0000 | 10045
150 kV Single Suspension String Set for TAL 850 mm², 120 kN without insulator, Envelope type, Fixing bolt U-bolt M20-60mm | 000062-0000 | 313373-0000 | 10984
150 kV Single Tension String insulator set with fitting | 000063-0000 | 313114-0000,323057-0000 | 9631
150 kV Single Tension String set for 1xAAAC 300 mm², 120 kN, , without insulator, with turnbuckle, compression type (U-bolt type, M20x90mm) | 000064-0000 | 211230-0000 | 11280
150 kV Single Tension String set for 1xAAAC 300 mm², 120 kN, without insulator, without turnbuckle, compression type (U-bolt type, M20x90mm) | 000065-0000 | 211231-0000 | 11281
150 kV Single Tension String set for 1xAAAC 630 mm², 120 kN, without insulator, with turnbuckle, compression type (U-bolt type, M20x90mm) | 000066-0000 | 211228-0000 | 11278
150 kV Single Tension String set for 1xAAAC 630 mm², 120 kN, without insulator, without turnbuckle, compression type (U-bolt type, M20x90mm) | 000067-0000 | 211229-0000 | 11279
150 kV Single Tension String set for 1xTAL 660 mm², 120 kN without insulator, with turnbuckle, compression type | 000068-0000 | 313839-0000 | 12841
150 kV Single Tension String set for 1xTAL 660 mm², 120 kN, without insulator, without turnbuckle, compression type | 000069-0000 | 313836-0000 | 12838
150 kV Single Tension String set for 1xTAL 850 mm², 120 kN, without insulator, with turnbuckle, compression type | 000070-0000 | 313750-0000 | 12650
150 kV Single Tension String set for 1xTAL 850 mm², 120 kN, without insulator, without turnbuckle, compression type, Fixing bolt U-bolt M20-60mm | 000071-0000 | 313374-0000 | 10985
150 kV Single Tension String set for 2xAAAC 630 mm², 120 kN, without insulator, w/o turnbuckle, compression type | 000072-0000 | 313447-0000 | 11299
150 kV Single Tension String set for 2xAAAC 630 mm², 120 kN, without insulator, w/o turnbuckle, compression type (U-bolt type, M20x90mm) | 000073-0000 | 313474-0000 | 11381
150 kV Single Tension String set for 2xAAC Lupine 1267 mm², 120 kN, without insulator, with turnbuckle, compression type (U-bolt type, M20x90mm) | 000074-0000 | 211226-0000 | 11276
150 kV Single Tension String set for 2xAAC Lupine 1267 mm², 120 kN, without insulator, without turnbuckle, compression type (U-bolt type, M20x90mm) | 000075-0000 | 211227-0000 | 11277
150 kV Single Tension String set for 2xTAL 660 mm², 120 kN, without insulator, with turnbuckle, compression type, Fixing bolt, U-bolt M20-60mm | 000076-0000 | 313372-0000 | 10983
150 kV Single Tension String set for 2xTAL 660 mm², 120 kN, without insulator, without turnbuckle, compression type, Fixing bolt, U-bolt M20-60mm | 000077-0000 | 313807-0000 | 12808
150/70kV, 60 MVA 3-Phase Pawer Transformer include Remote Control Panel (RCP) complete with accessories and supporting structure for mounting 150 kV and 70 kV NCT | 000078-0000 | 313144-0000 | 9661
1645deg. terminal connector for 1xAAAC 300mm² to 8-D 14.0 holes flat | 000079-0000 | 211209-0000 | 11259
20 kV Neutral Grounding Resistor Including NCT for SEF and NCT for REF-LV. | 000080-0000 | 323182-0000 | 10745
20/0, 4kV Auxiliary Service Transformer as per-TPG | 000081-0000 | 313318-0000,323172-0000 | 10852
20kV Auxiliarry Service Transformer cubicle Complete Set as per-TPG | 000082-0000 | 323171-0000 | 10721
20kV Busbar Section cubicle as per-TPG. | 000083-0000 | 323169-0000 | 10719
20kV Busbar Voltage Transformer and Earthing switch cubicle as per-TPG. | 000084-0000 | 313312-0000,323167-0000 | 10838
20kV Incoming feeder cubicle Including CB, CT, Protection and Measurement Devices | 000085-0000 | 313311-0000,323166-0000 | 10837
20kV Outgoing feeder cubicle Including CB, Protection and Measurement Devices | 000086-0000 | 323170-0000 | 10720
24 kV XLPE N2XSY 185 mm² | 000087-0000 | 313442-0000 | 11190
24 kV XLPE N2XSY 400 mm² | 000088-0000 | 313441-0000 | 11189
24 kV XLPE Power cable for 20kV- Incoming TR as per-TPG | 000089-0000 | 323168-0000 | 10718
24 kV XLPE Power cable for incoming AST as per-TPG | 000090-0000 | 313320-0000 | 10854
4 Bundle Yoke Plate 120 kN | 000091-0000 | 611230-0000 | 11942
400 VAC Switch Fuse Distribution BOARD SUITABLE FOR 110 VDC TO SUPPLY THE CONTROL BUILDING, YARD LIGHTING AND HV EQUIPMENT, TO COMPLETE THE SPECIFIED SCOPE OF WORK, INCLUDING NECESSARY SPARE MCB. | 000092-0000 | 323097-0000,313153-0000 | 9766
400/230 VAC Distribution Board complete with MCB for HV | 000093-0000 | 323185-0000,313336-0000,313292-0000 | 10762
4100 | 000094-0000 | 020001-0000 | 10159
45 degrees terminal connector for 1xAAAC 630 mm² to 8-D 14.0 holes flat | 000095-0000 | 211207-0000 | 11257
45 degrees terminal connector for 2xAAC Lupine 1267 mm² to 8-D 14.0 holes flat | 000096-0000 | 211205-0000 | 11255
45 degrees terminal connector for 2xTAL 660 mm² to 4-dia 14 holes flat, cc 45,pad 100x100x20T | 000097-0000 | 313369-0000 | 10980
45 degrees terminal connector for CB. TAL 850 mm² to 8-dia. 14 holes flat, cc 50, pad 200x100x20T | 000098-0000 | 313196-0000 | 10051
45 degrees terminal connector for TAL 850 mm² to 8-dia 14 holes flat-cc 50-pad 200x100x15T | 000099-0000 | 313368-0000 | 10979
48 VDC SWITCH FUSE DISTRIBUTION BOARD SUITABLE FOR 48 V DC BATTERY SET, HV EQUIPMENT OF MINIMUM 10 BAYS, MV SWITCHGEAR, ETC TO COMPLETE THE SPECIFIED SCOPE OF WORK, INCLUDING NECESSARY SPARE MCB. | 000100-0000 | 323101-0000,313162-0000 | 9773
48 VDC battery Charger 100A plus dioda dropper. | 000101-0000 | 313342-0000 | 10876
48 VDC BATTERY SUITABLE FOR SUPPLYING ALL 48 VDC FOR 8 HOURS DISCHARGE (MINIMUM CAPACITY IS 165 AH 480 VDC, SUBJECT TO CALCULATION). | 000102-0000 | 313158-0000,323106-0000 | 9771
48 VDC battery, 350Ah, 8 hours Autonomy. | 000103-0000 | 313343-0000 | 10877
48 VDC Distribution Board complete with MCB and include necessary | 000104-0000 | 313291-0000 | 10701
48 VDC Fuse Box | 000105-0000 | 313340-0000 | 10874
50 mm Asphalt hot mix | 000106-0000 | 111330-0000 | 9700
70 kV 3 Phase Disconnecting Switch motor operated, 31.5 kA 1250 A without Earthing switch for IBT bay | 000107-0000 | 313140-0000 | 9657
70 kV 3 Phase SF6 Circuit Breaker 40 kA 2000 A, complete with clamps and supporting structure for IBT bay | 000108-0000 | 313141-0000 | 9658
70 kV Capacitor Voltage Transformer with 2 secondary winding, ratio 70000V.V3 / 100V.V3 / 100V.V3, Burden 30 VA CL 3P, 30 VA CL 0.2, min. capacitance 10000 PF | 000109-0000 | 313143-0000 | 9660
70 kV Current transformer for IBT bay comprising, Core 1, 500-1000/1 A, Class PX for differential protection Core 2, 500-1000/1A, 30 VA Class 5P20 Class 0,2 for over current protection, earth fault protection, instrument and metering devices. Core 3, 1000-2000/1A, Class PX for check bus zone protection Core 4, 1000-2000/1A, Class PX for main bus zone protection Core 5, 500-1000/1A, Class 0,2s for bidding meter | 000110-0000 | 313142-0000 | 9659
70 kV Lightning Arrester, 10 kA, complete with and surge counter | 000111-0000 | 313170-0000 | 9797
70 kV Lightning Arrester, 20 kA, complete with clamp, supporting structure and surge counter | 000112-0000 | 323087-0000 | 9756
70 kV Neutral Earthing Resistor | 000113-0000 | 313148-0000 | 9665
70 kV single suspension string insulator set with fitting | 000114-0000 | 313139-0000 | 9656
70 kV single tension string insulator set with fitting | 000115-0000 | 313138-0000 | 9655
90 degrees terminal connector for 2xAAC Lupine 1267mm² to 6-D 14.3 holes flat | 000116-0000 | 211211-0000 | 11261
A2C Lupine 2 x 1267 to Plate 4 - Holes Dia. 16 | 000117-0000 | 211147-0000 | 11154
A3C 630 to Plate 4 - Holes Dia. 16 | 000118-0000 | 211148-0000 | 11155
AAC 1267 mm² (Lupine) | 000119-0000 | 313657-0000 | 12444
Abonement, power fee, BAST 1 - 3 month, 4.0K VA | 000120-0000 | 323017-0000 | 8267
Abonement, power fee, BAST 1 > 3 month, 2K2 VA | 000121-0000 | 322001-0000 | 8116
Abonement, power fee, BAST 1 > 3 month, 3K5 VA | 000122-0000 | 322002-0000 | 8117
Abonement, power fee, BAST 1 > 3 month, 4K4 VA | 000123-0000 | 322003-0000 | 8118
AC Distribution Board for Server, HMI during AC shutdown | 000124-0000 | 313314-0000 | 10847
Air Compressor 100 PSI | 000125-0000 | 611314-0000 | 12246
Air Conditioner (AC) Split - 0.5 PK | 000126-0000 | 313665-0000 | 12453
Access Point | 000127-0000 | 611166-0000 | 11585
Accessories | 000128-0000 | 413060-0000 | 9162
ACSR/AS 250-A1/SA1A-26/7 | 000129-0000 | 313598-0000 | 12315
Adapter Pictail SC/APC | 000130-0000 | 413204-0000 | 11233
Adapter SC/UPC | 000131-0000 | 413038-0000 | 8310
Additional per 1m Patch cord 2 meter, (FC/LC/SC-APC To FC/LC/SC-APC), G.652 D | 000132-0000 | 413162-0000 | 10123
Adj Base Plate Rent | 000133-0000 | 129437-0000 | 12204
Adjustable Castor 12 With Spindle | 000134-0000 | 611337-0000 | 12279
Adjustable Wrench 12 Inch | 000135-0000 | 611279-0000 | 12020
Admin Fee | 000136-0000 | 820135-0000 | 12473
ADSS Dead End Assembly Tension String Span 800 | 000137-0000 | 211100-0000 | 10407
ADSS Spiral Vibration Damper Span 800 | 000138-0000 | 211101-0000 | 10408
Agregat Class B | 000139-0000 | 111030-0000 | 8343
Air Conditioner (AC) Split - 1 pK | 000140-0000 | 310061-PASO,1000011 | 7667
Air Conditioner (AC) Split - 1.5 pK | 000141-0000 | 313763-0000 | 12726
Air Conditioner (AC) Split - 1.5 pK - Panasonic | 000142-0011 | 1000011 | 11
Air Conditioner (AC) Split - 2 pK | 000143-0000 | 313754-0000,313478-0000 | 12668
Air Filter Cartridge | 000144-0000 | 611170-0000 | 11645
Air Filter Safety Catridge | 000145-0000 | 611171-0000 | 11646
Aircraft warning spheres ball | 000146-0000 | 111235-0000 | 8593
Aircrat Warning Light /OBL | 000147-0000 | 313379-0000 | 11004
AKI MOBIL | 000148-0000 | 810060-0000 | 11143
Aksesoris Tiang | 000149-0000 | 211051-0000 | 9343
Aksesoris Tiang Telepon (Steel Pole) 9 meter | 000150-0000 | 413020-0000 | 8291
Alat Pemadam Kebakaran (APAR) 50 KG | 000151-0000 | 211174-0000 | 11184
Alat Pemadam Kebakaran (APAR) 6 KG | 000152-0000 | 211173-0000 | 11183
Alat pendukung pekerjaan civil | 000153-0000 | 111278-0000 | 9100
Alkohol 70% | 000154-0000 | 810105-0000 | 11567
All Movable Risk Insurance | 000155-0000 | 810118-0000 | 12248
All Thread Rod 8x12 | 000156-0000 | 211387-0000 | 11910
Allumunium Plate Interface 25x75x220mm | 000157-0000 | 211445-0000 | 12176
Altenator | 000158-0000 | 211249-0000 | 11305
Altenator STC 24 | 000159-0000 | 611213-0000 | 11867
Aluminium Foil Insulation | 000160-0000 | 111686-0000 | 12664
Amplas | 000161-0000 | 111592-0000 | 11753
Amplop Logo IMD Folio | 000162-0000 | 810040-0000 | 10663
Amplop Logo QDC Folio | 000163-0000 | 810039-0000 | 10662
Anchor Bolt M36x400 include 3 nut, 2 plate washer, 1 spring washer | 000164-0000 | 313260-0000 | 10522
Anchor Construction Yoke Plate | 000165-0000 | 611226-0000 | 11938
Anchor D20 x 750 mm | 000166-1428 | 1001428 | 1712
Anchor L ST41 M20 x 750 mm x 100 mm HDG | 000167-0000 | 211431-0000 | 12137
Anchor M 10 | 000168-0000 | 111622-0000 | 12037
Anchor M12 | 000169-0000 | 211029-0000 | 8705
Anchor manual installation tool | 000170-0000 | 211388-0000 | 11911
Anchor MR-1-11 | 000171-0000 | 211376-0000 | 11899
Anchor Plate | 000172-0000 | 611232-0000 | 11944
Anchor Pulling Eye | 000173-0000 | 211384-0000 | 11907
Anchor Rod Eextension 10 Ft | 000174-0000 | 211399-0000 | 11929
Anchor Rod Eextension 5 Ft | 000175-0000 | 211398-0000 | 11928
Anchor Shackle 60 KIP Galvanize | 000176-0000 | 211359-0000 | 11881
Angkong | 000177-0000 | 611156-0000 | 11463
Angkur Bolt / Nut Anchor 2 1/4 inch | 000178-0000 | 111598-0000 | 11773
Angkur Bolt Type I C/W 3 Mur Nut with 2 WP Hot deep Galvanized diameter 20 mm | 000179-0000 | 211459-0000 | 12312
Angkur Bolt Type I C/W 3 Mur Nut with 2 WP hot deep galvanized diameter 24 mm | 000180-0000 | 211458-0000 | 12311
Angkur Bolt Type I C/W 3 Mur Nut with 2 WP, 1 square plate, hot deep galvanized diameter 16 mm | 000181-0000 | 111675-0000 | 12437
Angkur Bolt Type I C/W 3 Mur Nut with 2 WP, 1 square plate, hot deep galvanized diameter 24 mm , 719 mm length | 000182-0000 | 211453-0000 | 12283
Angkur Bolt Type I C/W 3 Mur Nut with 2 WP, 1 square plate, hot deep galvanized diameter 32 mm | 000183-0000 | 111676-0000 | 12438
Angkur Bolt Type I C/W 3 Mur Nut with 2 WP, 1 square plate, hot deep galvanized diameter 36 mm , 1148 mm length | 000184-0000 | 211451-0000 | 12281
Angkur Bolt Type I C/W 3 Mur Nut with 2 WP, 1 square plate, hot deep galvanized diameter 36 mm , 735 mm length | 000185-0000 | 211452-0000 | 12282
Angkur Bolt Type I C/W 3 Mur Nut with 2 WP, 1 square plate,hot deep galvanized diameter19 mm | 000186-0000 | 111701-0000 | 12732
Angkur Bolt Type J C/W 3 Mur Nut with 1 WP and 1 SW Hotdip Galvanized diameter 12 mm | 000187-0000 | 111484-0000 | 11116
Angkur Bolt Type J C/W 3 Mur Nut with 1 WP and 1 SW Hotdip Galvanized diameter 20 mm (3/4inch) | 000188-0000 | 111485-0000 | 11117
Angkur Bolt Type J C/W 3 Mur Nut with 1 WP and 1 SW Hotdip Galvanized diameter 24 mm (1 inch) | 000189-0000 | 111486-0000 | 11118
Angkur Bolt Type J C/W 3 Mur Nut with 1 WP and 1 SW Hotdip Galvanized diameter 36 mm (1 3/8 inch) | 000190-0000 | 111487-0000 | 11119
Angkur Bolt Type J C/W 3 Mur Nut with 1 WP dan 1 SW Hotdip Galvanized diameter 22 mm | 000191-0000 | 211472-0000 | 12403
Angkur Bolt Type Y C/W 3 Mur Nut with 1 WP and 1 SW Hotdip Galvanized diameter 24 mm (1 Inch) | 000192-0000 | 111720-0000 | 12850
Angkur M12 | 000193-0000 | 111483-0000 | 11096
Angkur M16 | 000194-0000 | 111476-0000 | 11005
Angkur M20 x 750 mm x 100 mm HDG | 000195-0000 | 111641-0000 | 12136
Angkur Temberang Tarik (Link Eye Anchoor) | 000196-0000 | 211025-0000 | 8377
Antena Easy Macro | 000197-0000 | 424165-0000 | 10516
Antenna mounting | 000198-0000 | 413089-0000 | 9444
Anti climbing device | 000199-0000 | 129294-0000 | 10887
Anti climbing guards | 000200-0000 | 313413-0000 | 11087
Anti climbing guards (1 sets per steelpole) | 000201-0000 | 111234-0000 | 8592
Anti climbing guards (4 sets per tower) | 000202-0000 | 111233-0000 | 8591
Anti Twist wire rope Hexagon Twelve Strands, D11 mm, PN 18118 | 000203-TSE0 | 210002-TSE0 | 10603
Anti Twist wire rope Hexagon Twelve Strands, D18 mm, PN 18121 | 000204-TSE0 | 610002-TSE0 | 10458
Anti Twisting Braided Steel Rope 13 Mm 10.5 Dan 1000 Meter | 000205-TSE0 | 610003-TSE0 | 10459
Anti Twisting Steel Rope 18 mm | 000206-0000 | 610002-0000 | 8465
Anti Virus S/W | 000207-0000 | 920001-0000 | 12076
APD (Alat Pengamanan Diri) | 000208-0000 | 820064-0000 | 9531
Arching Horn | 000209-0000 | 313483-0000 | 11514
Arm Mounting Antenna Triple Include Boom 2 Meter (complete) | 000210-0000 | 413121-0000 | 9594
Armor rod for line conductor ACSR/AS 240/40 mm² | 000211-0000 | 313020-0000 | 8544
Armour rod for ACSR 250 mm² | 000212-0000 | 313601-0000 | 12320
Armour rod for earthwire conductor AS 70 mm² | 000213-0000 | 313261-0000 | 10563
Armour rod for earthwire conductor OPGW 70 mm² | 000214-0000 | 313262-0000 | 10564
Armour rod for earthwireconductor OPGW 60 mm² | 000215-0000 | 313022-0000 | 8546
Armour rod for GSW / AS 55 mm² | 000216-0000 | 313079-0000 | 9388
Armour rod for line conductor HTLS ACCC Copenhagen Double Suspension String Set 120kN min 4.250mm creepage distance HTLS 2x1000A (ACCC) | 000217-0000 | 313101-0000 | 9602
Armour rod for line conductor TACSR/AS 410/67 mm² | 000218-0000 | 313263-0000 | 10565
Armoured Cable Gland Brass M20 | 000219-0000 | 313590-0000 | 12174
Armoured Cable Gland Brass M20s | 000220-0000 | 313591-0000 | 12175
Armoured Cable Gland SS316 M16 | 000221-0000 | 313578-0000 | 12146
Armoured Cable Gland SS316 M20 | 000222-0000 | 313580-0000 | 12148
Armoured Cable Gland SS316 M20s | 000223-0000 | 313579-0000 | 12147
Armoured Cable Gland SS316 M25 | 000224-0000 | 313581-0000 | 12149
Armoured Cable Gland SS316 M32 | 000225-0000 | 313582-0000 | 12150
Armoured Cable Gland SS316 M50 | 000226-0000 | 313583-0000 | 12151
Armoured Cable Gland SS316 M50s | 000227-0000 | 313584-0000 | 12152
Armoured Cable Gland SS316 M63 | 000228-0000 | 313589-0000 | 12173
Armoured Cable Gland SS316 M63s | 000229-0000 | 313585-0000 | 12153
AS 75mm² | 000230-0000 | 313600-0000 | 12317
As Build drawing civil | 000231-0000 | 129133-0000 | 9935
As Built drawing | 000232-0000 | 129130-0000 | 9920
As drat M8 | 000233-0000 | 210005-0000 | 7674
Asosiasi Iuran, Pendaftaran | 000234-0000 | 820108-0000 | 11779
Asphalt | 000235-0000 | 111577-0000,111576-0000,111561-0000 | 11706
AST Potection Panel | 000236-0000 | 323175-0000 | 10737
Asuransi All Risk | 000237-0000 | 820070-0000 | 9860
Asuransi Kesehatan Karyawan PT AIA | 000238-0000 | 820022-0000 | 9026
Asuransi Performance Bonds | 000239-BDKR | 820001-BDKR | 10509
Asuransi Tenaga Kerja | 000240-0000 | 820069-0000 | 9859
Atap UPVC | 000241-0000 | 111589-0000 | 11749
ATK, Etc (Tahun Kedua) | 000242-0000 | 820042-0000,820050-0000,820034-0000 | 9175
Auto Level Measurement Tool | 000243-0000 | 611178-0000 | 11691
Auxiliary Contact For MCB | 000244-0000 | 313697-0000 | 12535
Axa Mandiri | 000245-0000 | 820082-0000 | 10018
Back fill with selected material | 000246-0000 | 129119-0000 | 9693
Baja Struktur L 50x50x5 | 000247-0000 | 111023-0000 | 8288
Baju Kerja / Uniform | 000248-0000 | 010001-0000 | 10081
Bak Control | 000249-0000 | 111535-0000 | 11477
Bak Cuci Piring | 000250-0000 | 111557-0000 | 11544
Bak Kontrol Beton | 000251-0000 | 129386-0000 | 11497
Bak Kontrol Pasangan Batu Bata | 000252-0000 | 111539-0000 | 11498
Bak Ukur 3 m | 000253-0000 | 611093-0000 | 10386
Bak Ukur 5 m | 000254-0000 | 611094-0000 | 10387
Ball Clevis | 000255-0000 | 211112-0000 | 10432
Balok Kayu 8/12 | 000256-0000 | 111500-0000 | 11397
Bambu | 000257-0000 | 129367-0000 | 11412
Ban Dalam Kendaraan | 000258-0000 | 611043-0000 | 10031
Ban Mobil Operasional | 000259-0000 | 810048-0000 | 11036
Ban truk | 000260-0000 | 611042-0000 | 10030
Banana Hanger Bracket | 000261-0000 | 611215-0000,611217-0000 | 11913
Band it | 000262-0000 | 413191-0000 | 10410
Bank Charges / Finance Costs | 000263-0000 | 820074-0000 | 9865
Bantal dacron | 000264-0000 | 810043-0000 | 11023
Bar Beding | 000265-0000 | 620034-0000 | 11817
Bar Bending Sewa Mesin | 000266-0000 | 129429-0000 | 11832
Bar Cutter | 000267-0000 | 620035-0000 | 11818
Bar Cutter Sewa Mesin | 000268-0000 | 129430-0000 | 11833
Bar holder persegi 35x10 mm | 000269-0000 | 210025-0000 | 7694
Bare Copper | 000270-0000 | 313440-0000 | 11188
Base Spindle TR 38-70/50 Rent | 000271-0000 | 129442-0000 | 12209
Base Standard UVB 24 | 000272-0000 | 611324-0000,611338-0000 | 12263
Base Sructure (Sub base & Base coarse) | 000273-0000 | 111329-0000 | 9699
Batako | 000274-0000 | 111446-0000 | 10696
Batang Kelapa | 000275-0000 | 111565-0000 | 11677
Batching Plant | 000276-0000 | 111276-0000 | 9097
Battery / Accu for Genset (HO) type N200 | 000277-0000 | 611048-0000 | 10160
Battery 110 VDC, 8 hours, 277 Ah, 90 Cells | 000278-0000 | 313185-0000 | 9954
Battery 12AVR100-3ET | 000279-UNIG | 310063-UNIG | 7669
Battery Charger 110 VDC, 100 A. Complete with dropper diode and blocking diode | 000280-0000 | 313186-0000 | 9956
Battery Charger 48 VDC, 100 A. Complete with dropper diode and blocking diode | 000281-0000 | 313187-0000 | 9957
Battery Charger Min 100 A For 110 VDC Battery Complete With Panel Board (SUBJECT TO CALCULATION). | 000282-0000 | 323096-0000,313152-0000 | 9765
Battery Charger Min 100 A For 48 VDC Battery Complete With Panel Board AND INCLUDING 3 STEPS VOLTAGE DROPPER (SUBJECT TO CALCULATION). | 000283-0000 | 313159-0000,323107-0000 | 9772
Battery UPS | 000284-0000 | 310038-0000 | 7644
Batu Bata Merah | 000285-0000 | 111305-0000 | 9500
Batu belah 15cm/20cm | 000286-0000 | 111029-0000 | 8342
Batu Kali/Stone Masonry | 000287-0000 | 111028-0000 | 8341
Batu Limestone | 000288-0000 | 111615-0000 | 11971
Batu Makadam | 000289-0000 | 111614-0000 | 11970
Batu Split 2/3 | 000290-0000 | 111680-0000,111003-0000 | 12461
Baut & Mur Roofing 3 Cm | 000291-0000 | 111670-0000 | 12410
Baut & Mur Roofing 5 Cm | 000292-0000 | 111669-0000 | 12409
Baut 19mm x 50mm (Baut, Mur, Ring) | 000293-0000 | 211067-0000 | 9498
Baut M12 x 50 galvanish | 000294-0000 | 211307-0000 | 11656
Baut M16 x 100 (Inc.nut & Washer) HDG | 000295-0000 | 211439-0000 | 12166
Baut M16 x 180 (Step Bolt) | 000296-0000 | 211255-0000 | 11450
baut M16 x 35 (Inc. ring and washer), HDG | 000297-0000 | 211254-0000 | 11449
Baut M16 x 40 (Inc. ring and washer), HDG, Grade 8,8 | 000298-0000 | 129357-0000 | 11369
Baut M16 x 45 (Inc. ring and washer), HDG, Grade 8,8 | 000299-0000 | 129358-0000 | 11370
Baut M16 x 50 (Inc. ring and washer), HDG, Grade 8,8 | 000300-0000 | 129359-0000 | 11371
Baut M16 x 55 (Inc. ring and washer), HDG, Grade 8,8 | 000301-0000 | 129360-0000 | 11372
Baut M16 x 60 (Inc. ring and washer), HDG, Grade 8,8 | 000302-0000 | 129361-0000 | 11373
Baut M16 x 65 (Inc. ring and washer), HDG, Grade 8,8 | 000303-0000 | 129362-0000 | 11374
Baut M16 x 75 (Inc. ring and washer), HDG, Grade 8,8 | 000304-0000 | 211482-0000 | 12584
Baut M16 x 90 (Inc.nut & Washer) HDG | 000305-0000 | 211438-0000 | 12165
Baut M20 x 100 (Inc.nut & washer) HDG | 000306-0000 | 211256-0000 | 11451
Baut M20 x 50 (Inc. ring and washer), HDG, Grade 8,8 | 000307-0000 | 129363-0000 | 11375
Baut M20 x 55 (Inc.nut & washer) HDG | 000308-0000 | 211261-0000 | 11456
Baut M20 x 60 (Inc.nut & washer) HDG | 000309-0000 | 211260-0000 | 11455
Baut M20 x 65 (Inc. ring and washer), HDG, Grade 8,8 | 000310-0000 | 129364-0000 | 11376
Baut M20 x 70 (Inc. ring and washer), HDG, Grade 8,8 | 000311-0000 | 129365-0000 | 11377
Baut M20 x 75 (Inc.nut & washer) HDG | 000312-0000 | 211259-0000 | 11454
Baut M20 x 80 (Inc.nut & washer) HDG | 000313-0000 | 211258-0000 | 11453
Baut M20 x 85 (Inc.nut & washer) HDG | 000314-0000 | 211429-0000 | 12131
Baut M20 x 90 (Inc.nut & washer) HDG | 000315-0000 | 211428-0000 | 12130
Baut M20 x 95 (Inc.nut & washer) HDG | 000316-0000 | 211257-0000 | 11452
Baut M22 x 85 (inc. ring and washer), HDG, Grade 8.8 | 000317-0000 | 211427-0000 | 12127
Baut M24 x 110 (Inc.nut & Washer) HDG | 000318-0000 | 211434-0000 | 12161
Baut M24 x 50 (Inc.nut & Washer) HDG | 000319-0000 | 211437-0000 | 12164
Baut M24 x 70 (Inc.nut & Washer) HDG | 000320-0000 | 211456-0000 | 12286
Baut M24 x 75 (Inc.nut & Washer) HDG | 000321-0000 | 211436-0000 | 12163
Baut M24 x 85 (Inc.nut & Washer) HDG | 000322-0000 | 211435-0000 | 12162
Baut stainless M14x16 | 000323-0000 | 211066-0000 | 9491
Baut Stainless Steel M12 x 50 mm | 000324-0000 | 211281-0000 | 11590
BBM dan Maintenance | 000325-0000 | 820035-0000,820043-0000,820051-0000 | 9168
BCC-H 1X120 mm² SPLN41-5 | 000326-0000 | 313212-0000 | 10073
BCC-H 1x150 mm² | 000327-0000 | 313287-0000 | 10669
Beam Bracket Rent | 000328-0000 | 129443-0000 | 12210
Beam steel Structure Type 14 m | 000329-0000 | 211076-0000,221021-0000 | 9623
Bekisting Oil | 000330-0000 | 111714-0000 | 12800
Beli Sepeda motor | 000331-0000 | 720037-0000 | 10174
Benang Tali/ Benang Kasur | 000332-0000 | 111015-0000 | 8218
Benang tukang | 000333-0000 | 111010-0000 | 8209
Bendera K3 | 000334-0000 | 810066-0000 | 11215
Bensin ( BBM ) | 000335-0000 | 710006-0000 | 10189
Bentonite | 000336-0000 | 111611-0000 | 11838
Besi 4 mm | 000337-0000 | 111032-0000 | 8345
111262-0000 | 000338-0000 | 111263-0000 | 9018
Besi Beton | 000339-0000 | 111025-0000 | 8338
Besi Beton 1/2 Lingkaran diameter 20 cm | 000340-0000 | 129229-0000 | 10710
Besi Beton Polos diameter 8 mm | 000341-0000 | 111607-0000,111013-0000,110005-0000 | 11820
Besi Beton Polos diamater 10 mm | 000342-0000 | 111627-0000,111005-0000,110006-0000 | 12085
Besi Beton polos diameter 10 mm (SNI) | 000343-1659 | 11001659 | 8529
Besi Beton Polos diameter 12 mm | 000344-0000 | 111261-0000,110007-0000 | 9016
Besi Beton Polos diameter 13 mm | 000345-0000 | 111472-0000,111262-0000 | 10997
Besi Beton Ulir diameter 13 mm | 000346-0000 | 111004-0000,111445-0000 | 8124
Besi Beton Ulir diameter 16 mm | 000347-0000 | 111257-0000,110008-0000 | 9012
Besi Beton Ulir diameter 16 mm (SNI) | 000348-1492 | 11001492 | 8178
Besi Beton Ulir diameter 19 mm | 000349-0000 | 111488-0000 | 11123
Besi Beton Ulir diameter 19 mm | 000350-0000 | 111258-0000 | 9013
Besi beton Ulir diameter 19 mm (SNI) | 000351-1661 | 11001661 | 8531
Besi Beton Ulir diameter 20 mm | 000352-0000 | 111554-0000 | 11534
Besi Beton Ulir diameter 22 mm | 000353-0000 | 111640-0000,111259-0000 | 12132
Besi Beton Ulir diameter 25 mm | 000354-0000 | 111260-0000,111553-0000 | 9015
Besi CNP 100 x 50 x 20 x 2.3 (6 meter) | 000355-0000 | 111586-0000 | 11746
Besi Hollow 20 x 20 x 3 (6 meter) | 000356-0000 | 111655-0000 | 12242
Besi Hollow 30 x 30 x 3 (6 meter) | 000357-0000 | 111654-0000 | 12241
Besi Hollow 40 x 40 x 1.4 (6 meter) | 000358-0000 | 111659-0000 | 12259
Besi Hollow 40 x 40 x 3 (6 meter) | 000359-0000 | 111653-0000 | 12240
Besi Hollow 40 x 60 x 2 (6 meter) | 000360-0000 | 111585-0000 | 11745
Besi Hollow 50 x 50 x 1.4 (6 meter) | 000361-0000 | 111658-0000 | 12258
Besi Hollow 50 x 50 x 5 (6 meter) | 000362-0000 | 111621-0000 | 12036
Besi Hollow 50 x 50 x 6 (6 meter) | 000363-0000 | 111633-0000 | 12105
Besi HWF 100 x 100 x 6 x 8 (12 meter) | 000364-0000 | 111583-0000 | 11743
Besi INP 100 x 50 x 5 x 7 (6 meter) | 000365-0000 | 111584-0000 | 11744
Besi Siku | 000366-0000 | 111294-0000 | 9286
Besi Siku 40 x 40 x 4 (6 meter) | 000367-0000 | 211475-0000 | 12423
Besi Siku 50x5 | 000368-0000 | 211327-0000 | 11793
Besi Siku 60x6 | 000369-0000 | 211326-0000 | 11792
Besi Siku 65 x 65 x 6 HDG | 000370-0000 | 211455-0000 | 12285
Besi Siku Galvanis 40 x 40 x 5 | 000371-0000 | 111606-0000 | 11813
Besi UNP 100x50x5 mm | 000372-0000 | 111601-0000 | 11797
Beton Instant | 000373-0000 | 111556-0000 | 11543
Beton K175, concrete frame | 000374-0000 | 129299-0000 | 10894
Beton K175 Readymix | 000375-0000 | 111662-0000 | 12345
Beton K225 Readymix | 000376-0000 | 111348-0000 | 9986
Beton K250 Readymix | 000377-0000 | 111579-0000 | 11708
Beton K300 Readymix | 000378-0000 | 111613-0000 | 11961
Beton K600 Readymix | 000379-0000 | 111719-0000 | 12844
Beton K100 Readymix | 000380-0000 | 111578-0000 | 11707
Beton K450 Readymix | 000381-0000 | 111691-0000 | 12691
Beton K500 Readymix | 000382-0000 | 111692-0000 | 12692
Biaya air dan Listrik | 000383-0000 | 129328-0000 | 10999
Biaya aktifitas kantor lain2 | 000384-0000 | 820037-0000,820053-0000,820045-0000 | 9170
Biaya IMB | 000385-0000 | 521015-0000 | 11802
Biaya Koordinasi & Operasional Lapangan | 000386-0000 | 129020-0000 | 8463
Biaya Koordinasi P3 (Tahun Pertama) | 000387-0000 | 820036-0000,820044-0000,820052-0000 | 9169
Biaya Mobilisasi (Tahun Pertama) | 000388-0000 | 820054-0000,820055-0000,820056-0000 | 9187
Biaya Pemasangan Passenger Hoist Cap 2 Ton | 000389-0000 | 820144-0000 | 12714
Biaya pengurusan SLO | 000390-0000 | 323042-0000 | 9318
Biaya Pengurusan SPJBTL dan STO PLN | 000391-0000 | 323041-0000 | 9317
Biaya Penyambungan (BP) PLN | 000392-0000 | 323045-0000,323040-0000 | 9326
Biaya Peralatan | 000393-0000 | 820029-0000 | 9160
Biaya PPN IMPORT DUTY (reimbursement) | 000394-0000 | 211099-0000 | 10376
Biaya Tenaga Kerja | 000395-0000 | 820028-0000 | 9158
Biaya Tiket Pesawat | 000396-0000 | 720013-0000 | 9233
Biaya UJL PLN | 000397-0000 | 323044-0000 | 9325
Biaya Unloading di Drop Zone | 000398-0000 | 221040-0000 | 10345
Binder / Bantex Bambi 1170M | 000399-0000 | 810028-0000 | 10428
Binder / Bantex Insert 8552 mm A4 | 000400-0000 | 611088-0000 | 10272
Binder / Bantex Insert 8562 mm A4 | 000401-0000 | 810025-0000 | 10425
Bingkai foto | 000402-0000 | 810079-0000 | 11228
Bla bla | 000403-FLUK | 110001-FLUK | 11016
Body sub assy | 000404-0000 | 313498-0000 | 11529
Body Vest | 000405-0000 | 611025-0000 | 9240
BOHRMASTER Magnetic Drilling Machine 35 mm | 000406-BMST | 610001-BMST | 10638
Bolt & Nut M8 | 000407-0000 | 211052-0000 | 9426
Bolt & Nut M10 - SS | 000408-0000 | 211058-0000 | 9447
Bolt and nut 8.8 complete plain washer and ring washer | 000409-0000 | 211186-0000 | 11234
Bolt & Nut M12x35 Hexagon Grade 8.8 (Include 1 Flat Washer, 1 Spring Washer) Stainless Steel | 000410-0000 | 211288-0000,1003070 | 11597
Bolt & Nut M12x40 Hexagon Grade 8.8 (Include 1 Flat Washer, 1 Spring Washer) Stainless Steel | 000411-0000 | 211284-0000 | 11593
Bolt & Nut M12x45 Hexagon Grade 8.8 (Include 1 Flat Washer, 1 Spring Washer) Stainless Steel | 000412-0000 | 211285-0000 | 11594
Bolt & Nut M12x55 Hexagon Grade 8.8 (Include 1 Flat Washer, 1 Spring Washer) Stainless Steel | 000413-0000 | 211286-0000 | 11595
Bolt & Nut M13x100 Hexagon Grade 8.8 (Include 1 Flat Washer, 1 Spring Washer) Stainless Steel | 000414-0000 | 111707-0000 | 12785
Bolt & Nut M16x45 Hexagon Grade 8.8 (Include 1 Flat Washer, 1 Spring Washer) Stainless Steel | 000415-0000 | 211289-0000 | 11598
Bolt & Nut M16x50 Hexagon Grade 8.8 (Include 1 Flat Washer, 1 Spring Washer) Stainless Steel | 000416-0000 | 211290-0000 | 11599
Bolt & Nut M16x55 Hexagon Grade 8.8 (Include 1 Flat Washer, 1 Spring Washer) Stainless Steel | 000417-0000 | 211291-0000 | 11600
Bolt & Nut M17x40 Hexagon Grade 8.8 (Include 1 Flat Washer, 1 Spring Washer) Stainless Steel | 000418-0000 | 211059-0000 | 9448
Bolt & Nut M20x90 Hexagon Grade 8.8 (Include 1 Flat Washer, 1 Spring Washer) Stainless Steel | 000419-0000 | 211287-0000 | 11596
Bolt & Nut M20x95 Hexagon Grade 8.8 (Include 1 Flat Washer, 1 Spring Washer) Stainless Steel | 000420-0000 | 211292-0000 | 11601
Bolt & Nut M24x3x80 Hexagon Grade 8.8 (Include 1 Flat Washer, 1 Spring Washer) Galvanish | 000421-0000 | 211356-0000 | 11878
Bolt & Nut M24x3x210 Hexagon Grade 8.8 (Include 1 Flat Washer, 1 Spring Washer) Galvanish | 000422-0000 | 211355-0000 | 11877
Bolt and Clamp for BRC | 000423-0000 | 111477-0000 | 11025
Bolts for Post Insulator | 000424-0000 | 211373-0000 | 11896
Bonding Agent | 000425-0000 | 111580-0000 | 11714
Bonds/Jaminan Asuransi | 000426-0000 | 820010-0000 | 8184
Bor Beton | 000427-0000 | 611292-0000 | 12080
Bor Impact Wrench 500 NM | 000428-0000 | 611343-0000 | 12613
Bor Magnet Merek Leopard 28ww | 000429-0000 | 611128-0000 | 11353
Boring manual HDPE diameter 50mm | 000430-0000 | 129355-0000 | 11344
Bouvenlight 70 x 52 | 000431-0000 | 111625-0000 | 12040
Bouwplank | 000432-0000 | 129120-0000 | 9698
Bow Shackle 120 kN | 000433-0000 | 313253-0000 | 10404
Bow Shackle 210 kN | 000434-0000 | 313490-0000,313252-0000 | 11521
Box Marshalling Kiosk For Line Bay, Dim 1mx1.55mx0.5m, IP 54 | 000435-0000 | 313752-0000 | 12655
Box MCB | 000436-0000 | 310043-0000 | 7649
Box Panel uk. 30 x 40 x 15 cm | 000437-0000 | 313056-0000 | 9218
BPJS Kesehatan | 000438-0000 | 820066-0000 | 9593
BPJS Kesehatan (IMD) | 000439-0000 | 820085-0000 | 10021
BPJS Kesehatan (QDC) | 000440-0000 | 820081-0000 | 10017
BPJS Ketenagakerjaan (IMD) | 000441-0000 | 820086-0000 | 10022
BPJS Ketenagakerjaan (QDC) | 000442-0000 | 820080-0000 | 10016
Bracket dia. 38x75 cm | 000443-0000 | 611210-0000 | 11864
Bracket Splitter | 000444-0000 | 413086-0000 | 9422
Bracket STB | 000445-0000 | 313221-0000 | 10134
Bracket TV - Multi | 000446-0000 | 211301-0000 | 11614
Bracket TV - Single | 000447-0000 | 211302-0000 | 11615
BRC 1.20 m height including pole, bolt and accessories | 000448-0000 | 111332-0000 | 9702
Bubut | 000449-0000 | 221052-0000 | 11815
Bubut Lubang Dies | 000450-0000 | 323235-0000,221062-0000 | 12632
Bucket Excavator | 000451-0000 | 211078-0000 | 9803
Buis Beton | 000452-0000 | 111528-0000 | 11448
Acara Buka Puasa Bersama | 000453-0000 | 810008-0000 | 9942
Buku Catatan | 000454-0000 | 810107-0000 | 11569
Buku Panduan P3K | 000455-0000 | 810106-0000 | 11568
Bulldog Grip / Kuku Macan M8 (diameter 8 mm) | 000456-0000 | 413048-0000 | 8698
Bulldog Grip / Kuku Macan M10 (diameter 10 mm) | 000457-0000 | 111020-0000 | 8258
Bulldog Grip / Kuku Macan M12 (diameter 12 mm) | 000458-0000 | 413188-0000,413049-0000 | 10382
Bulldog Grip / Kuku Macan M13 (diameter 13 mm) | 000459-0000 | 211094-0000 | 10061
Bulldog Grip / Kuku Macan M16 (diameter 16 mm atau 5/8 inch) | 000460-0000 | 413122-0000,211030-0000 | 9598
Bulldog Grip / Kuku Macan M19 (diameter 19 mm) | 000461-0000 | 413199-0000 | 11007
Bulldog Grip / Kuku Macan M22 (diameter 22 mm) | 000462-0000 | 211317-0000 | 11693
Busa 1 m x 2 m x 1 cm | 000463-0000 | 111594-0000 | 11768
Bus Bar 0 | 000464-0000 | 313068-0000 | 9230
Busbar 3 phase (complete) | 000465-0000 | 313067-0000 | 9229
Busbar 3 x 25 x 190 mm | 000466-2001 | 31002001 | 9254
Busbar 300 x 50 x 5 mm | 000467-0000 | 310047-0000 | 7653
Busbar 300 x 100 x 10 (Cu) & Isolator Keramik 40 x 50 (2R,14 Holes) | 000468-0000 | 313048-0000 | 9091
Busbar 300 x 100 x 10 mm | 000469-0000 | 310046-0000 | 7652
Busbar 300 x 100 x 15 mm | 000470-0000 | 310048-0000 | 7654
Busbar 4000 x 100 x 10 mm | 000471-0000 | 313523-0000 | 11655
Busbar 500 x 100 x 10 mm | 000472-0000 | 310045-0000 | 7651
Busbar Copper Tebal 5 mm x Lebar 25 mm | 000473-0000 | 313703-0000 | 12552
Busbar Protection Cubicle 150 kV (Low Impedance System) | 000474-0000 | 313792-0000 | 12763
Busbar Rectifier | 000475-0000 | 310049-0000 | 7655
Bus Coupler Bay 150 kV CB Steel Support | 000476-0000 | 111462-0000 | 10842
Bus Coupler Bay 150 kV CT Steel Support | 000477-0000 | 111465-0000 | 10845
Bus Coupler Bay 150 kV DS Steel Support | 000478-0000 | 111463-0000 | 10843
Bus Coupler Bay 150 kV Post Insulator as per-TPG. | 000479-0000 | 313308-0000 | 10834
Bus Coupler Bay 150 kV Post Insulator Steel Support | 000480-0000 | 111466-0000 | 10850
Bus Coupler Bay 150 kV Single phase Current Transformer | 000481-0000 | 313309-0000 | 10835
Bus Coupler Bay 150 kV Single phase Current Transformer comprising | 000482-0000 | 313313-0000 | 10846
Bus Coupler Bay 150 kV Three phase Busbar Disconnector with 3 phase motorized | 000483-0000 | 313307-0000 | 10833
Bus Coupler Bay 150 kV Three phase Circuit Breaker (1x3-phases) | 000484-0000 | 313306-0000 | 10832
Bus Riser Cubicle For 20 kV Switchgears | 000485-0000 | 313758-0000 | 12682
Bus support clamp for 1xAAAC 630mm² to 5 inchi BCD | 000486-0000 | 211201-0000 | 11251
Bus support clamp for 2xAAC Lupine 1267mm² to 5 inchi BCD | 000487-0000 | 211200-0000 | 11250
Business File A4 | 000488-0000 | 810036-0000 | 10517
Bv Winch 3 T, Drum Diam. 230 Mm , 30/5.7 Kn | 000489-DNFG | 610010-DNFG | 10478
Cabel Tray - Elbow W150 | 000490-0142 | 1000142 | 146
Cabel Tray W150 x L3000 | 000491-0148 | 1000148 | 152
Cable AAC 35 mm² | 000492-0000 | 310007-0000 | 7613
Cable AAC 50 mm² | 000493-0000 | 310006-0000 | 7612
Cable AAC 70 mm² | 000494-0000 | 310005-0000 | 7611
Cable Alarm 10 pair | 000495-0000 | 310031-0000 | 7637
Cable BC 16 mm² | 000496-0000 | 311009-0000 | 8380
Cable BC 25 mm | 000497-0000 | 313098-0000 | 9552
Cable BC 50 mm² | 000498-0000 | 310004-0000 | 7610
Cable BC 70 mm² | 000499-0000 | 310003-0000 | 7609
Cable BCC 25 mm² | 000500-0000 | 311010-0000 | 8458
Cable BCC 35 mm² | 000501-0000 | 310002-0000 | 7608
Cable BCC 50 mm² | 000502-0000 | 310001-0000 | 7607
Cable Conduit | 000503-0000 | 313563-0000 | 12068
Cable Data USB For Total Station | 000504-0000 | 611345-0000 | 12676
Cable Duct 100 mm x 100 mm - 2 Mtr | 000505-0000 | 313700-0000 | 12549
Cable Duct 40 mm x 100 mm - 2 Mtr | 000506-0000 | 313702-0000 | 12551
Cable Duct 70 mm x 100 mm - 2 Mtr | 000507-0000 | 313701-0000 | 12550
Cable Duct Type TC-2 | 000508-0000 | 313216-0000 | 10080
Cable Gland Metal 1 Armoured cable | 000509-0000 | 313560-0000 | 12065
Cable Gland Metal 2.5 Armoured cable | 000510-0000 | 313561-0000 | 12066
Cable Gland Metal M25, 13-18 MM | 000511-0000 | 313460-0000 | 11327
Cable Gland Metal M32, 18-25 MM | 000512-0000 | 313461-0000 | 11328
Cable Gland Metal M40, 22-32 MM | 000513-0000 | 313462-0000 | 11329
Cable Gland Plastic M25, 13-18 MM | 000514-0000 | 313457-0000 | 11324
Cable Gland Plastic M32, 18-25 MM | 000515-0000 | 313458-0000 | 11325
Cable Gland Plastic M40, 22-32 MM | 000516-0000 | 313459-0000 | 11326
Cable Gland SS316/SS304 M25 | 000517-0000 | 313573-0000 | 12141
Cable Gland SS3166/SS304 M20 | 000518-0000 | 313574-0000 | 12142
Cable Gland SS3166/SS304 M32 | 000519-0000 | 313575-0000 | 12143
Cable Gland SS3166/SS304 M40 | 000520-0000 | 313576-0000 | 12144
Cable Gland SS3166/SS304 M50 | 000521-0000 | 313577-0000 | 12145
Cable Ladder | 000522-0000 | 211340-0000 | 11839
Cable lug 3C-25 mm² | 000523-0000 | 313555-0000 | 12060
Cable lug 4C-10 mm² | 000524-0000 | 313557-0000 | 12062
Cable lug 4C-120 mm² | 000525-0000 | 313558-0000 | 12063
Cable lug 4C-150 mm² | 000526-0000 | 313559-0000 | 12064
Cable lug 4C-35 mm² | 000527-0000 | 313556-0000 | 12061
Cable NYA 1C-35 mm² | 000528-0000 | 313549-0000 | 12049
Cable NYA 1x2.5 mm² Black | 000529-0000 | 310018-0000 | 7624
Cable NYA 1x2.5 mm² Blue | 000530-0000 | 310019-0000 | 7625
Cable NYA 1x2.5 mm² Yellow | 000531-0000 | 310017-0000 | 7623
Cable NYA 1x2.5 mm² Yellow Green | 000532-0000 | 310020-0000 | 7626
Cable NYAF 0.75 mm² Black | 000533-0000 | 310030-0000 | 7636
Cable NYAF 1 x 2.5 mm² Blue | 000534-0000 | 313709-0000 | 12561
Cable NYAF 1 x 2.5 mm² Yellow/Green | 000535-0000 | 313706-0000 | 12558
Cable NYAF 1 x 4 mm² Yellow | 000536-0000 | 313712-0000 | 12564
Cable NYAF 1 x 4 mm² Yellow/Green | 000537-0000 | 313710-0000 | 12562
Cable NYAF 1.5 mm² Black | 000538-0000 | 310026-0000 | 7632
Cable NYAF 1.5 mm² Blue | 000539-0000 | 310029-0000 | 7635
Cable NYAF 1.5 mm² Brown | 000540-0000 | 310028-0000 | 7634
Cable NYAF 1.5 mm² Grey | 000541-0000 | 313705-0000 | 12557
Cable NYAF 1.5 mm² Red | 000542-0000 | 310027-0000 | 7633
Cable NYAF 16 mm² Black | 000543-0000 | 310023-0000 | 7629
Cable NYAF 16 mm² Yellow Green | 000544-0000 | 310024-0000 | 7630
Cable NYAF 2.5 mm² Black | 000545-0000 | 313715-0000 | 12568
Cable NYAF 2.5 mm² Grey | 000546-0000 | 310025-0000 | 7631
Cable NYAF 2.5 mm² Red | 000547-0000 | 313707-0000 | 12559
Cable NYAF 2.5 mm² Yellow | 000548-0000 | 313708-0000 | 12560
Cable NYAF 4 mm² Black | 000549-0000 | 313713-0000 | 12565
Cable NYAF 4 mm² Blue | 000550-0000 | 313714-0000 | 12566
Cable NYAF 4 mm² Red | 000551-0000 | 313711-0000 | 12563
Cable NYAF 6 mm² Black | 000552-0000 | 313089-0000 | 9433
Cable NYAF 25 mm² Black | 000553-0000 | 310022-0000 | 7628
Cable NYAF 25 mm² Red | 000554-0000 | 310021-0000 | 7627
Cable NYAF 50 mm² Black | 000555-1723 | 1001723 | 2251
Cable NYFGBY 3 x 6 mm² | 000556-0000 | 310008-0000 | 7614
Cable NYY 1 x 6 mm² 1kV | 000557-0000 | 313747-0000 | 12647
Cable NYY 1 x 120 mm² | 000558-0000 | 313790-0000 | 12758
Cable NYY 1 x 50 mm² | 000559-0000 | 310016-0000 | 7622
Cable NYY 1 x 70 mm² | 000560-0000 | 313516-0000 | 11635
Cable NYY 2 x 10 mm² | 000561-0000 | 313380-0000 | 11008
Cable NYY 2 x 2.5 mm² | 000562-1301 | 31001301 | 226
Cable NYY 2 x 4 mm² Black | 000563-0000 | 310015-0000 | 7621
Cable NYY 3 x 10 mm² | 000564-0000 | 313387-0000,313389-0000 | 11038
Cable NYY 3 x 16 mm² | 000565-0000 | 313386-0000,313388-0000 | 11037
Cable NYY 3 x 2.5 mm² | 000566-0227 | 1000227 | 229
Cable NYY 3x1.5 mm² Black | 000567-0000 | 310014-0000 | 7620
Cable NYY 3x2.5 mm² Black | 000568-0000 | 310013-0000 | 7619
Cable NYY 3x6 mm² Black | 000569-0000 | 310012-0000 | 7618
Cable NYY 4x10 mm² Black | 000570-0000 | 310010-0000 | 7616
Cable NYY 4x16 mm² | 000571-0000 | 310009-0000 | 7615
Cable NYY 4x6 mm² Black | 000572-0000 | 310011-0000 | 7617
Cable Pit Type 1 | 000573-0000 | 111629-0000 | 12094
Cable Pit Type 2 | 000574-0000 | 111630-0000 | 12095
Cable Rack 19 Inch | 000575-0000 | 413042-0000 | 8314
Cable Route | 000576-0000 | 313554-0000 | 12055
Cable Shoe 25 mm² | 000577-0000 | 310036-0000 | 7642
Cable Shoe 35 mm² | 000578-0000 | 310035-0000 | 7641
Cable Shoe 50 mm² | 000579-0000 | 310034-0000 | 7640
Cable Shoe 70 mm² | 000580-0000 | 310033-0000 | 7639
Cable Slack Hanger | 000581-0000 | 211024-0000 | 8376
Cable Ties 10 cm | 000582-0244 | 1000244 | 246
Cable Ties 15 cm | 000583-0245 | 1000245 | 247
Cable Ties 25 cm | 000584-0000 | 211033-0000 | 8723
Cable Ties 30 cm | 000585-0000 | 313464-0000 | 11334
Cable Ties 30 cm (Hitam) | 000586-0248 | 1000248 | 250
Cable Ties 45 cm (Hitam) | 000587-0000 | 311012-0000 | 8460
Cable Ties Stainless Steel 350mm | 000588-0000 | 210027-0000 | 7696
Cable Tray - Inside Riser W150 | 000589-0000 | 111424-0000,1001409 | 10660
Cable Tray - Outside Riser W150 | 000590-0000 | 111423-0000,1001410 | 10659
Cable Tray - Tee W150 | 000591-0000 | 211062-0000 | 9474
Cable Tray - Tee W300 | 000592-0000 | 211063-0000 | 9475
Cable Tray Elbow 90 W150 | 000593-0000 | 211060-0000 | 9456
Cable Tray Elbow 90 W300 | 000594-0000 | 211054-0000 | 9440
Cable Tray Elbow w 600 mm | 000595-0000 | 211412-0000 | 12057
Cable Tray join w600 mm | 000596-0000 | 211414-0000 | 12059
Cable Tray tee w600 | 000597-0000 | 211413-0000 | 12058
Cable Tray W100 mm | 000598-0000 | 413149-0000 | 9946
Cable Tray W100 mm Aluminum | 000599-0000 | 211022-0000 | 8319
Cable Tray W150 mm | 000600-0000 | 210028-0000 | 7697
Cable Tray W200 mm | 000601-0000 | 210029-0000 | 7698
Cable Tray W300 mm | 000602-0000 | 210030-0000 | 7699
Cable Tray W400 mm | 000603-0000 | 210031-0000 | 7700
Cable Tray W600 mm | 000604-0000 | 211411-0000 | 12056
Cable trench (Crossing Road) | 000605-0000 | 111337-0000 | 9707
Cable trench type 2 (medium) | 000606-0000 | 111335-0000 | 9705
Cable trench type 3 (small) | 000607-0000 | 111336-0000 | 9706
Cable trench type I (large) | 000608-0000 | 111334-0000 | 9704
Cadweld | 000609-0000 | 211486-0000,111683-0000,31000077 | 12590
Cadweld Joint Node | 000610-0000 | 313084-0000 | 9428
Cam Starter | 000611-0000 | 611284-0000 | 12025
Came Along | 000612-DNMK | 610003-DNMK | 10472
Came Along ACSR / conductor grip (Hawk) | 000613-0000 | 610004-0000 | 8467
Came Along ACSR / conductor grip (Zebra) | 000614-0000 | 610003-0000 | 8466
Came Along GSW | 000615-0000 | 610005-0000 | 8468
Came Along OPGW | 000616-0000 | 610006-0000 | 8469
Camera | 000617-0000 | 611019-0000 | 9151
Capacitor Bank 25 MVAR 150 kV | 000618-0000 | 313742-0000 | 12640
Capacitor Voltage Transformer | 000619-0000 | 111308-0000 | 9674
Capacitor Voltage Transformer 70 kV | 000620-0000 | 111309-0000 | 9675
Capstan and Foot Pedal | 000621-0000 | 211382-0000 | 11905
Carabiner | 000622-0000 | 611139-0000 | 11386
Card cloth brush | 000623-0000 | 211244-0000 | 11294
Cartridge 14A Black | 000624-0000 | 313597-0000 | 12185
Cartridge HP CE 342 | 000625-0000 | 313595-0000 | 12183
Cartridge HP CE340 Black | 000626-0000 | 313593-0000 | 12181
Cartridge HP CE341 | 000627-0000 | 313594-0000 | 12182
Cartridge HP CE343 | 000628-0000 | 313596-0000 | 12184
Casing bore pile untuk 25 tower per tower 4 lobang | 000629-0000 | 129297-0000 | 10892
Cat - Cold Galvanized | 000630-0298 | 1000298 | 300
cat alkydprimer | 000631-0000 | 111632-0000 | 12102
cat besi hitam | 000632-0000 | 111555-0000 | 11540
Cat Besi Orange | 000633-DELT | 110001-DELT | 7713
Cat Besi Putih | 000634-DELT | 110002-DELT | 7714
cat coating alkyd | 000635-0000 | 111631-0000 | 12101
Cat Dasar / Alkali | 000636-0000 | 111620-0000 | 12035
Cat Eksterior | 000637-0000 | 111508-0000 | 11421
cat galvanis dingin | 000638-0000 | 111501-0000 | 11407
Cat Interior | 000639-0000 | 111507-0000 | 11420
Cat Kayu | 000640-AVIA | 111016-AVIA | 8221
cat perak | 000641-0000 | 111412-0000 | 10645
Cat Sealer Eksterior | 000642-0000 | 111511-0000 | 11424
Cat Sealer Interior | 000643-0000 | 111510-0000 | 11423
Cat Semprot PYLOX | 000644-PYLO | 410001-PYLO | 10284
Cat Tembok | 000645-0000 | 111551-0000 | 11531
Cat Tembok (Hitam) | 000646-0000 | 111017-0000 | 8356
Cat Tembok (Hitam) Merk Catylac | 000647-CYTL | 111017-CYTL | 8246
Cat Tembok (Hitam) Merk Vinilex | 000648-VNLX | 111017-VNLX | 8246
Cat Tembok Weathershield | 000649-0000 | 111552-0000 | 11532
Cat Thinner | 000650-0000 | 111635-0000 | 12115
Cat Zinchromat | 000651-0000 | 111590-0000 | 11750
Toner 5550 Black - Merk HP | 000652-0000 | 810011-0000 | 10004
Toner 5550 Cyan - Merk HP | 000653-0000 | 810012-0000 | 10005
Toner 5550 Magenta - Merk HP | 000654-0000 | 810014-0000 | 10007
Toner 5550 Yellow - Merk HP | 000655-0000 | 810013-0000 | 10006
Catridge 745 | 000656-0000 | 810010-0000 | 9991
Catridge 746 | 000657-0000 | 810009-0000 | 9990
Catwalk | 000658-0000 | 211342-0000 | 11841
CB 10 Ampere | 000659-0000 | 313061-0000 | 9223
CB 6 Ampere | 000660-0000 | 313062-0000 | 9224
CBR test | 000661-0000 | 129087-0000 | 9115
C-Clamp | 000662-0000 | 211044-0000 | 9199
C-Clamp for BCC. 150mm² | 000663-0000 | 211245-0000 | 11295
CCP - Protection Cubicle for 150 kV HV Cable | 000664-0000 | 313405-0000 | 11061
CCTV | 000665-0000 | 323192-0000 | 10770
CCTV 4G LTE | 000666-0000 | 313504-0000 | 11604
CCTV Outdodr | 000667-0000 | 460002-0000 | 12554
CCTV Wireless | 000668-0000 | 211297-0000 | 11610
Toner CE251A Cyan - Compatible | 000669-0000 | 810055-0000 | 11136
Toner CE252A Yellow - Compatible | 000670-0000 | 810056-0000 | 11137
Toner CE253A Magenta - Compatible | 000671-0000 | 810057-0000 | 11138
Toner CE255A - Compatible | 000672-0000 | 810058-0000 | 11139
Central Control Equipment / HMI Client & Server (Operator Workstation) | 000673-0000 | 313317-0000 | 10851
ceramic insulator (210kN min 5.270 mm cripage distance) fog type | 000674-0000 | 313177-0000 | 9923
Cerocok Kayu | 000675-0000 | 129226-0000 | 10707
Cetak Brosur | 000676-0000 | 810076-0000 | 11225
Cetakan Balok | 000677-0000 | 129224-0000 | 10705
Cetakan Beton | 000678-0000 | 611187-0000 | 11807
Cetakan Kolom | 000679-0000 | 129225-0000 | 10706
Cetakan Sloof | 000680-0000 | 129223-0000 | 10704
Chain Block 2 ton | 000681-0000 | 611251-0000 | 11983
Chain Block 5 ton | 000682-0000 | 610013-0000 | 8523
Chain Lever Hoist 2 T X 2 M | 000683-0000 | 611282-0000 | 12023
Chain Lever Hoist 3 T X 3M | 000684-TSE0 | 610010-TSE0 | 10477
Chain Link 60 KIP galvanize | 000685-0000 | 211360-0000 | 11882
Chain Link Galvanize | 000686-0000 | 611223-0000 | 11935
Charges for Storage of Containers | 000687-0000 | 720088-0000 | 12583
Chasing Lampu Merkuri (bahan seng) | 000688-0000 | 210009-0000 | 7678
Check Survey incl. Tower Type, Span, Fitman, etc. | 000689-0000 | 424144-0000 | 10151
Check survey including checking of profiles and drawing, diagonal profiles | 000690-0000 | 111207-0000 | 8560
Check survey including checking of profiles and drawing, pegging of tower positions, diagonal profiles, etc. | 000691-0000 | 129025-0000 | 8594
Chemical Hilti HIT-RE V-3 | 000692-HILT | 110001-HILT | 11345
Chemical/Alat Kebersihan | 000693-0000 | 810005-0000 | 9009
chin Strip karet | 000694-0000 | 810089-0000 | 11470
chinstrap | 000695-0000 | 810091-0000 | 11551
CIF Charge | 000696-0000 | 710005-0000 | 10059
Circuit Breaker Trafo Bay | 000697-0000 | 111356-0000 | 10165
Circuit Breakers | 000698-0000 | 111307-0000 | 9672
Circuit Breakers 70 kV | 000699-0000 | 313155-0000 | 9673
Clamp BC | 000700-3419 | 1003419 | 5152
Clamp Begel Pole | 000701-0000 | 211278-0000 | 11582
Clamp BRC HDG | 000702-1347 | 1001347 | 1607
Clamp C | 000703-0000 | 210004-0000 | 7673
clamp connector type T 2xAAC LUPINE 1267 mm² | 000704-0000 | 211252-0000 | 11393
Clamp for Bare Copper 150 mm² | 000705-0000 | 313463-0000 | 11330
Clamp Pipa 1 inch | 000706-0000 | 210018-0000 | 7687
Clamp Pipa PVC 1.5 inch | 000707-0000 | 210017-0000 | 7686
Clamp Pipa PVC 2 inch | 000708-0000 | 210016-0000 | 7685
Clamp Sling | 000709-0000 | 211277-0000 | 11581
Clamp Tremy 6 Inch | 000710-0000 | 611208-0000 | 11862
Clevis Compression Dead End for ACSR 240/40 (Hawk) | 000711-0000 | 211109-0000 | 10424
Clevis Suspension Clamp for Conductor ACSR 240 / 40 mm² | 000712-0000 | 313247-0000 | 10398
Clevis tall sub assy | 000713-0000 | 313491-0000 | 11522
Climbing Helmet | 000714-0000 | 810082-0000 | 11308
Clinometer | 000715-0000 | 611181-0000 | 11780
Close Rack 19 inch (Outdoor) | 000716-0000 | 210039-0000 | 7708
Closet | 000717-0000 | 111678-0000,1003558 | 12459
Closure Aerial kapasitas 96 Core | 000718-0000 | 413137-0000 | 9821
Coaxial Cable - 1 1/4 inch | 000719-0000 | 410012-ANDR,410012-LEON,410012-DRAK,410012-LSCA | 7318
Coaxial Cable - 1 5/8 inch | 000720-0000 | 410013-ANDR,410013-LEON,410013-DRAK,410013-LSCA | 7322
Coaxial Cable - 1/2 inch | 000721-0000 | 410010-ANDR,410010-LEON,410010-DRAK,410010-LSCA | 7310
Coaxial Cable - 1/2 inch Superflex | 000722-0000 | 410009-ANDR,410009-LEON | 7308
Coaxial Cable - 7/8 inch | 000723-0000 | 410011-LEON,410011-DRAK,410011-ANDR,410011-LSCA | 7314
Coaxial Feeder Clamp (Indoor) 1 1/4 inch | 000724-0000 | 410075-0000 | 7429
Coaxial Feeder Clamp (Indoor) 1 5/8 inch | 000725-0000 | 410076-0000 | 7430
Coaxial Feeder Clamp (Indoor) 1/2 inch | 000726-0000 | 410073-0000 | 7427
Coaxial Feeder Clamp (Indoor) 7/8 inch | 000727-0000 | 410074-0000 | 7428
Coaxial Feeder Clamp (Outdoor) 1-1/4 inch | 000728-0000 | 410078-0000 | 7432
Coaxial Feeder Clamp (Outdoor) 7/8 inch | 000729-0000 | 410077-0000 | 7431
Column LICO Max 60 X 60 H 300 cm Rent | 000730-0000 | 129448-0000 | 12215
Column Panel LICO 700 x 1000 Rent | 000731-0000 | 129447-0000 | 12214
Commisioning Transmision For Erectiona and Pondation | 000732-0000 | 221048-0000 | 10931
Commissioning & Supervision for Protection & Control Cubicle and SAS 150 kV Substation (Include Transportation & Accommodation) | 000733-0000 | 323243-0000 | 12764
Commissioning Digital Fault Recorder | 000734-0000 | 323249-0000 | 12796
Commissioning Fault Locator | 000735-0000 | 323250-0000 | 12797
Commissioning PLC | 000736-0000 | 424170-0000 | 10959
Commissioning RCP | 000737-0000 | 323195-0000 | 10951
Commissioning SAS | 000738-0000 | 323194-0000 | 10950
Common Cubicle for 150 kV | 000739-0000 | 313381-0000 | 11017
Common Cubicle for 20 kV | 000740-0000 | 313382-0000 | 11018
Common Excavation | 000741-0000 | 129118-0000 | 9692
Communication/Telephone | 000742-0000 | 820003-0000 | 8147
Complete clearance of a strip of land concentric with the transmission line route 10 m left side and 10 m right side. | 000743-0000 | 129023-0000 | 8564
Composite Insulator 150 kV 120 kN | 000744-0000 | 313613-0000 | 12333
Compression Dead End for ACSR 240 / 40 mm² | 000745-0000 | 313251-0000 | 10402
Compression Dead End TACSR 410/67 mm | 000746-0000 | 313536-0000 | 11781
Compression Midspan Join for Conductor | 000747-0000 | 211127-0000 | 10905
Compression Midspan Join for Earthwire AS 75mm² | 000748-0000 | 211468-0000 | 12375
Compression Midspan Join for Earthwire GSW 55 | 000749-0000 | 211126-0000 | 10904
COMPRESSION MIDSPAN JOINT GSW 55 mm² AS | 000750-0000 | 313077-0000 | 9386
Compund Gypsum | 000751-0000 | 111619-0000 | 12034
Concrete Additive | 000752-0000 | 611249-0000 | 11981
Concrete Bucket 1 M3 | 000753-0000 | 611308-0000 | 12232
Concrete Cutter Machine | 000754-0000 | 211321-0000 | 11713
Concrete Landing For LICO | 000755-0000 | 611322-0000 | 12261
Concrete Landing For LICO (B) | 000756-0000 | 111661-0000 | 12268
concrete mix design | 000757-0000 | 129325-0000 | 10990
Concrete Molen | 000758-0000 | 611115-0000 | 11131
Concrete Slump Test | 000759-0000 | 611188-0000 | 11808
Concrete Vibrator | 000760-0000 | 611189-0000 | 11809
Condructor TACSR 410 mm² | 000761-0000 | 313173-0000 | 9888
Conductor TACSR 410 mm² | 000762-0000 | 313176-0000 | 9900
Conductor ACCC 310 mm (Lisbon) | 000763-0000 | 313517-0000 | 11636
Conductor ACSR/AS 250/50 mm² | 000764-0000 | 313530-0000 | 11687
Conductor ACSR/AS HAWK 240/40mm² | 000765-0000 | 313017-0000 | 8541
Conductor GSW 55 mm² | 000766-0000 | 313111-0000,323054-0000 | 9628
Conductor HAL 850 mm² | 000767-0000 | 313168-0000 | 9795
Conductor HTLS Lisbon (355-358 mm²) | 000768-KMI0 | 310001-KMI0 | 11571
Conductor TAL 660 mm² | 000769-0000 | 313108-0000 | 9625
Conductor TAL 850 mm² | 000770-0000 | 313113-0000,323056-0000,313286-0000 | 9630
Conductors ACCC 240 mm² (Copenhagen) | 000771-0000 | 313036-0000 | 8702
Conductors TACSR/AS 410 mm² | 000772-0000 | 313397-0000 | 11052
Conductors TACSR/AS 410/67 mm² | 000773-0000 | 313420-0000 | 11094
Connector Coaxial Adapter Din(f)-N(m) | 000774-LSCA | 410054-LSCA | 7389
Connector Coaxial Din (f) 1/2 inch Superflex | 000775-0000 | 410068-LEON,410032-ANDR | 10201
Connector Coaxial Din(f) 1 1/4 inch | 000776-RSBG | 410046-RSBG | 7379
Connector Coaxial Din(f) 1/2 inch | 000777-0000 | 410033-ANDR,410033-LEON | 7357
Connector Coaxial Din(f) 7/8 inch | 000778-ANDR | 410038-ANDR | 7367
Connector Coaxial Din(f) 7/8 inch (V5PDF) | 000779-ANDR | 410037-ANDR | 7366
Connector Coaxial Din(f) RA 1/2 inch | 000780-ANDR | 410034-ANDR | 7359
Connector Coaxial Din(m) 1 1/4 inch | 000781-LEON | 410047-LEON | 7380
Connector Coaxial Din(m) 1/2 inch | 000782-0000 | 410035-RSBG,410035-LEON,410035-HUSU, | 7360
Connector Coaxial Din(m) 1/2 inch Superflex | 000783-LEON | 410067-LEON | 10200
Connector Coaxial N (m) 1/2 inch Superflex | 000784-LEON | 410066-LEON | 10199
Connector Coaxial N(f) 1 1/4 inch | 000785-0000 | 410048-RSBG,410063-LEON,410064-LEON | 7381
Connector Coaxial N(f) 1 5/8 inch | 000786-0000 | 410050-RSBG,310001-LEON,410065-LEON | 7384
Connector Coaxial N(f) 7/8 inch | 000787-0000 | 410039-LEON,410039-ANDR | 7368
Connector Coaxial N(f) 7/8 inch (V5PNF) | 000788-ANDR | 410040-ANDR | 7370
Connector Coaxial N(f) 7/8 inch +STP | 000789-ANDR | 410042-ANDR | 7372
Connector Coaxial N(f) 7/8 inch Leaky | 000790-ANDR | 410041-ANDR | 7371
Connector Coaxial N(m) 1 1/4 inch | 000791-0000 | 410049-LEON,410049-ANDR | 7382
Connector Coaxial N(m) 1 5/8 inch | 000792-0000 | 410051-LEON,410051-LSCA | 7385
Connector Coaxial N(m) 1/2 inch | 000793-0000 | 410036-ANDR,410036-RSBG,410036-LEON | 7363
Connector Coaxial N(m) 7/8 inch | 000794-0000 | 410043-ANDR,410043-LEON,410043-RSBG | 7373
Connector Coaxial N(m) 7/8 inch (V5PNM) | 000795-ANDR | 410044-ANDR | 7377
Connector Coaxial N(m) 7/8 inch Leaky | 000796-ANDR | 410045-ANDR | 7378
Connector Coaxial Righy Angle Adapter N(m)-N(f) | 000797-LEON | 410052-LEON | 7387
Connector Coaxial Straight Adaptor N(m)-N(m) | 000798-LSCA | 410053-LSCA | 7388
connector dari patch core ke RRU | 000799-0000 | 413192-0000 | 10634
Connector DB9 | 000800-0000 | 413207-0000 | 11641
Connector FO type LC | 000801-0000 | 313768-0000 | 12734
Connector FO type ST | 000802-0000 | 313767-0000 | 12733
Connector RJ45 | 000803-0000 | 413208-0000 | 11642
Container 20 Feet | 000804-0000 | 611101-0000 | 10491
Container Box 100 Liter | 000805-0000 | 611288-0000 | 12029
Container Box 150 L | 000806-0000 | 211283-0000 | 11592
Container Box 195 L | 000807-0000 | 211282-0000 | 11591
Continuous or cross-connected counterpoise cable 30 m length, 450 mm depth, including galvanized steel angle 1000 mm, all joints and clamps. | 000808-0000 | 313028-0000 | 8552
Continuous or cross-connected counterpoise cable 30 m length, for 2 m earthing rod, including joints | 000809-0000 | 323029-0000 | 8603
Continuous or cross-connected counterpoise cable 30 m length, for installing at 1000 mm depth | 000810-0000 | 323028-0000 | 8602
Continuous or cross-connected counterpoise cable 30 m length, for laying in rock | 000811-0000 | 323027-0000 | 8601
Control box (inside 40x40x50 cm) include cover galvanize | 000812-0000 | 313083-0000 | 9427
control box 60x60cm | 000813-0000 | 111480-0000 | 11075
Control Cubicle for 150/20 kV Transformer Bay | 000814-0000 | 313798-0000 | 12771
Control Panel For Capacitor Bay 150 kV | 000815-0000 | 313740-0000 | 12638
Controller Hydrolic | 000816-0000 | 611111-0000 | 10944
coolant 2000 | 000817-DACH | 210001-DACH | 10608
Cooper Grounding Rod 7/8 Inchi | 000818-0000 | 311001-0000,31001536 | 8321
Coordination Fee | 000819-0000 | 820020-0000 | 8790
Copper clad steel ground rod, D 19 x 3 meter | 000820-0000 | 211236-0000 | 11286
Copper Grounding Rod 1/2 Inchi | 000821-0000 | 311005-0000 | 8322
Cor Wiremesh | 000822-0000 | 111364-0000 | 10194
Coring Soil Test & Report | 000823-0000 | 129096-0000 | 9192
Corong Tremy 6 inch | 000824-0000 | 611207-0000 | 11861
corrugated metal sheet Height 2 m . Length 0.8 M , Thickness 2mm | 000825-0000 | 111674-0000 | 12430
Corrugated Zinc Allumunium Roof L 1000 mm T 0.7 mm | 000826-0000 | 111636-0000 | 12116
Corrugated Zinc Allumunium Roof L 1000 mm T 0.75 mm | 000827-0000 | 111637-0000 | 12117
Corrugated Zinc Aluminium Roof T 0.40 mm | 000828-0000 | 111685-0000 | 12663
Corrugated Zinc Coated SteelRoof L 832 mm T 0.75 mm | 000829-0000 | 111642-0000 | 12138
Cost Helper/Daily Bases | 000830-0000 | 820027-0000 | 9150
Cost Jointer | 000831-0000 | 820026-0000 | 9149
Cost Project Admin | 000832-0000 | 820025-0000 | 9148
Cost Project Control | 000833-0000 | 820024-0000 | 9147
Cost Project Manager | 000834-0000 | 820023-0000 | 9145
Counter Meter | 000835-0000 | 611160-0000 | 11505
Counter Weight | 000836-0000 | 313278-0000 | 10580
Counterweight 30 Kg For Insulator String Set | 000837-0000 | 211462-0000 | 12321
Couplers | 000838-0000 | 211389-0000 | 11912
Cover Cable Tray Elbow 90 W300 | 000839-0000 | 211055-0000 | 9441
Cover Cable Tray W150 mm | 000840-0000 | 211040-0000 | 9194
Cover Cable Tray W300 mm | 000841-0000 | 211053-0000 | 9439
Cover Clamp W150 | 000842-0000 | 211041-0000 | 9195
Cover Clip (Tray) | 000843-0000 | 211057-0000 | 9443
Cover Joint for zebra Conductor | 000844-0000 | 610007-0000 | 8470
COYOTE JOINT BOX for OPGW | 000845-0000 | 313385-0000 | 11028
CPU Module for Multiplexer SDH | 000846-0000 | 413219-0000 | 12721
Cradle Reel Elevator | 000847-TSE0 | 610007-TSE0 | 10464
Crimping Tools RJ45 | 000848-0000 | 313785-0000 | 12751
Cross Bit dia.40 cm | 000849-0000 | 611203-0000 | 11857
Cubicle 8 PT, 2200x800x800 mm (HxWxD), IP 42, powder-coated, made from 2.5 mm SPHC. | 000850-0000 | 313669-0000 | 12483
CUBICLE AND ACCESSORIES | 000851-0000 | 323103-0000,313164-0000 | 9777
curing compound liquid | 000852-0000 | 611315-0000 | 12250
Current Test Block, 6.6A rating, 10-pole type, suitable for current injection and relay applications | 000853-0000 | 313764-0000 | 12729
Current Transformer | 000854-0000 | 111310-0000 | 9676
Current Transformer 70 kV | 000855-0000 | 111311-0000 | 9677
Custom Clearance | 000856-0000 | 720054-0000 | 12078
Custom clearence FCL material CT, CVT dan LT | 000857-0000 | 313238-0000 | 10378
Custom clearence LCL Material LA | 000858-0000 | 313239-0000 | 10379
Custrom clearence and transportation | 000859-0000 | 720036-0000 | 10166
Cut Over and Jointing secondary cables | 000860-0000 | 423017-0000 | 8250
Cutting Whell | 000861-0000 | 211262-0000 | 11457
Daily Worker | 000862-0000 | 820014-0000 | 8383
Damper for Conductor ACSR 240 / 40 mm² | 000863-0000 | 313044-0000 | 8813
Damper for GSW 55 mm² | 000864-0000 | 313245-0000 | 10396
Damper for OPGW | 000865-0000 | 313246-0000 | 10397
Dana percepatan dan Perbaikan Feeder Tasikmalaya | 000866-0000 | 424163-0000 | 10339
Dana Percepatan Penyelesaian Civil Works | 000867-0000 | 129116-0000 | 9597
Danger Plate with fixing facilities | 000868-0000 | 313416-0000 | 11090
Danger Plate with fixing facilities (2 sets per tower) | 000869-0000 | 111231-0000 | 8589
Danger Plate with fixing facilities (2 sets per tower) Ukr 200 mm x 300 mm | 000870-0000 | 211421-0000 | 12109
Danger Plate with fixing facility 200 mm x 300 mm | 000871-0000 | 211423-0000 | 12113
DC Exhaust Fan APM 315 | 000872-EPST | 310060-EPST | 7666
DC-OF-SM-24 Kabel Duct Fiber Optik single mode 24 core G 652 D | 000873-0000 | 413151-0000 | 9979
DD-BM , Duct installation by boring method, manual or machine 1 way | 000874-0000 | 424038-0000 | 8450
DD-BM-HDPE1 , Boring (manually or machine) for HDPE pipe 40 mm outer diameter, 33 mm inside diameter and 1,5 meter depth 1 way | 000875-0000 | 424036-0000 | 8448
DD-BM-HDPE2 , Boring (manually or machine) for HDPE pipe 40 mm outer diameter, 33 mm inside diameter and 1,5 meter depth 2 way | 000876-0000 | 424037-0000 | 8449
DD-HDPE -1 Pemasangan HDPE 33 mm pada rute kabel 1 pipa | 000877-0000 | 424018-0000 | 8170
DD-RV Perbaiakn Route Duct/HDPE 1 pipa | 000878-0000 | 424150-0000 | 10215
Dead End Clamp (Tension) | 000879-0000 | 310065-0000 | 8527
Dead End Grip Full Tension for OPGW 100 mm² | 000880-0000 | 313506-0000 | 11623
Deadend Clamp set type capit | 000881-0000 | 413119-0000 | 9587
Delivery Material dari Warehouse ke Drop Zone | 000882-0000 | 221039-0000 | 10344
Dell Power Edge R720 Power Supply, 750 WP, RDNT, FLX, V2 | 000883-0000 | 413187-0000 | 10298
demolish existing fence | 000884-0000 | 129344-0000 | 11079
Dempul/Pelamir | 000885-0000 | 111509-0000 | 11422
Demurrage Container 20 Ft | 000886-0000 | 720116-0000 | 12654
Dengan Tiang PJU yang digalvanis tinggi 9 m lengkap dengan | 000887-0000 | 129235-0000 | 10729
Design engineering | 000888-0000 | 129347-0000 | 11126
Detention Container 20 Ft | 000889-0000 | 720114-0000 | 12652
Detention Container 40 Ft | 000890-0000 | 720115-0000 | 12653
Dexlite | 000891-0000 | 720049-0000 | 11311
DIES ACSR Zebra 435 55 mm² Dead End for Alumunium Compression | 000892-0000 | 610010-0000 | 8474
DIES ACSR Zebra 435 55 mm² Dead End for Steel Core Compression | 000893-0000 | 610011-0000 | 8475
Dies Dove ACSR Aluminium | 000894-0000 | 610019-TSE0,210001-DNFG | 10503
Dies Dove Steel ACSR | 000895-0000 | 610015-TSE0,610020-TSE0 | 10497
DIES GSW 95 mm² Dead End for Steel Core Compression | 000896-0000 | 610012-0000 | 8476
Dies Hawk ACSR Alumunium | 000897-TSE0 | 210001-TSE0 | 10455
Dies Hawk Steel ACSR | 000898-0000 | 610014-TSE0,610021-TSE0 | 10496
Digital Earth Tester | 000899-0000 | 611268-0000 | 12000
Digital Fault Recorder | 000900-0000 | 313407-0000 | 11063
DIGITAL PLC TERMINAL - POWER TRANSMISSION 50 WATTS - TRANSMMISSION SPEED UP TO 76.8 KBIT/S - PROGRAMMABLE FREQUENCY RANGE 3 UNCOMPRESSED VOICE CHANNELS - DIGITAL DATA CHANNEL - SERVICE TELEPHONE | 000901-0000 | 323102-0000,313163-0000,323137-0000 | 9774
Digital Teleprotection | 000902-0000 | 413212-0000 | 12371
Digital TP | 000903-0000 | 413195-0000 | 10957
DIGSI SOFTWARE | 000904-0000 | 413193-0000 | 10949
DIN Rail | 000905-0000 | 313676-0000 | 12490
Dinamo Meter Digital | 000906-0000 | 611100-0000 | 10490
Disconnecting /& Earthing Switches (DS/E) | 000907-0000 | 111319-0000 | 9685
Disconnecting Switches (DS) | 000908-0000 | 111317-0000 | 9683
Disconnecting Switches (DS) 70 kV | 000909-0000 | 111318-0000 | 9684
Dismantle Cable Tray | 000910-0000 | 424079-0000 | 9490
Dismantle Coaxial Feeder Cable | 000911-0000 | 424076-0000 | 9487
Dismantle Indoor Antenna | 000912-0000 | 424078-0000 | 9489
Dismantle Splitter/Coupler/Combiner | 000913-0000 | 424077-0000 | 9488
Dismantle Tower Emergency | 000914-0000 | 221051-0000 | 11778
Dismantle Tower PLN 275 kV | 000915-0000 | 129222-0000 | 10672
Dismantling Materials and Accessories Conductor | 000916-0000 | 129340-0000 | 11050
Dismantling Materials and Accessories Tower | 000917-0000 | 129339-0000 | 11049
Dismantling Tower Foundations | 000918-0000 | 129341-0000 | 11051
Divider 1-20 | 000919-0000 | 810027-0000 | 10427
Divider 1-31 | 000920-0000 | 810026-0000 | 10426
Documentation | 000921-0000 | 323138-0000 | 10099
Dogbone damper TACSR 410 mm incl. Protection Rods | 000922-0000 | 313434-0000 | 11122
Dogbone Vibration Damper for ACSR 240/40 | 000923-0000 | 211102-0000 | 10417
Dogbone Vibration Damper for OPGW 60 | 000924-0000 | 211103-0000 | 10418
DOGBONE VIBRATION DAMPER GSW 55mm² AS | 000925-0000 | 313078-0000 | 9387
Dogkrak | 000926-0000 | 210045-0000 | 8456
Dokumen tender | 000927-0000 | 810006-0000 | 9409
dolken | 000928-0000 | 111499-0000 | 11396
Domain and Hosting | 000929-0000 | 620012-0000 | 10279
Dome Closure 12 core | 000930-0000 | 410083-0000 | 7437
Dome Closure 48 core | 000931-0000 | 410084-0000 | 7438
Dome Closure Joint Box - 24 Core | 000932-0000 | 413171-0000 | 10184
Donation | 000933-0000 | 820061-0000 | 9479
Dongle Electronic | 000934-0000 | 910001-0000 | 11660
Dongyang Breaker Adapter Ste | 000935-0000 | 211071-0000 | 9589
Dongyang Breaker Hydraulic Hose | 000936-0000 | 211070-0000 | 9588
Dongyang Chisel Moil Point Type D90/06D-01 | 000937-0000 | 211069-0000 | 9573
Door Seal | 000938-0000 | 211426-0000 | 12124
Door Switch | 000939-0000 | 313716-0000 | 12569
Double Eye Link | 000940-0000 | 211115-0000 | 10435
Double head mesh shock for 29-38mm, PN C07.S.3 | 000941-0000 | 211188-0000 | 11237
Double Landyard with Absorber | 000942-0000 | 611142-0000 | 11389
Double Line Cart 400 MM SFS1-400 | 000943-DNFG | 610019-DNFG | 10511
double naple | 000944-0000 | 211268-0000 | 11541
Double Pole Switch | 000945-0000 | 313760-0000 | 12707
Double Suspension String Set 120 kN For Conductor 1 x ACSR 250mm² | 000946-0000 | 313603-0000 | 12323
Double Suspension String Set 120 kN with fog type (string set min. 240 KN) | 000947-0000 | 313264-0000 | 10566
Double Suspension String Set for ACSR Hawk 240/40 mm² | 000948-0000 | 211138-0000 | 10916
Double tape | 000949-0000 | 313214-0000 | 10078
Double Tension l x ACSR 240/40, 16 mm Couple | 000950-0000 | 313081-0000 | 9390
Double tension set for ACCC Lisbon 310 mm, deand end clamp, arching horn, w/o disk insulator | 000951-0000 | 313511-0000 | 11630
Double tension string 120kN min 4250mm creepage distance for HTLS 2x1000A (ACCC) | 000952-0000 | 313105-0000 | 9606
Double Tension String for Conductor 2xTACSR 410 UTS 210kN | 000953-0000 | 313179-0000 | 9928
Double Tension String Set 120 kN For Conductor 1 x ACSR 250mm² | 000954-0000 | 313605-0000 | 12325
Double tension string set 120 kN with fog type (string set min. 240 KN) | 000955-0000 | 313265-0000 | 10567
Double tension string set 210 kN with fog type | 000956-0000 | 313398-0000 | 11053
Double Tension string set for 2xAAC Lupine 1267 mm², 120kN, w/o insulator, without turnbuckle, compression type | 000957-0000 | 313627-0000 | 12381
Double Tension String Set for Conductor 240 / 40 mm² | 000958-0000 | 313254-0000 | 10405
Double Tension Stringset for Conductor 2xTACSR 410 | 000959-0000 | 211337-0000 | 11828
Downlead Clamp | 000960-0000 | 313487-0000 | 11518
DOWNLEAD CLAMP for Tension OPGW 60 RHL | 000961-0000 | 313383-0000 | 11026
Drainage | 000962-0000 | 111339-0000 | 9710
Drainase Air | 000963-0000 | 129371-0000 | 11476
driven pile 30x30 cm | 000964-0000 | 111482-0000 | 11077
Driven Pile Dia 40 cm | 000965-0000 | 129460-0000 | 12390
Driven Pile sq 30x30 cm (K-450, 8 dia 13) | 000966-0000 | 111663-0000 | 12346
Drone | 000967-0000 | 611102-0000 | 10495
Drop Cable 2 Core | 000968-0000 | 413134-0000 | 9810
Drum Jack | 000969-0000 | 210044-0000 | 8455
Drum Kaleng Dia.40cm | 000970-0000 | 611219-0000 | 11917
Drum Plastik 200 Liter | 000971-0000 | 111610-0000 | 11836
Drum Stand | 000972-SAIN | 610001-SAIN | 10451
Dualband Combiner Din-F type for 2G & 3G | 000973-PACI | 410073-PACI | 10034
Dualband Combiner Din-f Type for LTE | 000974-COMB | 410003-COMB | 10033
Dualband Combiner, CH1 1800Mhz,CH2 2100Mhz | 000975-Whub | 410002-Whub | 9140
Dualband Combiner, CH1=1800Mhz,CH2=2100Mhz | 000976-PACI | 410066-PACI | 7415
Dualband Combiner, CH1=900Mhz,CH2=1800Mhz | 000977-PACI | 410065-PACI | 7414
Duct PVC/HDPE | 000978-0000 | 413098-0000 | 9504
Dudukan LSA 10 baris stainless | 000979-0000 | 413217-0000 | 12711
Dummy Load 10 Watt Din(m) | 000980-0000 | 413056-0000 | 9138
Dummy Load 10 Watt N(m) | 000981-0000 | 413053-0000 | 9123
Dummy Load 25 Watt N(m) | 000982-0000 | 413092-0000 | 9466
Dummy Load 30 Watt N(m) | 000983-0000 | 413118-0000 | 9586
Dummy Load 5 Watt N(m) | 000984-0000 | 413052-0000 | 9122
Dummy Load 50 Watt Din(m) | 000985-0000 | 413055-0000 | 9137
Dummy Load 50 Watt N(m) | 000986-0000 | 413057-0000 | 9142
Dump Truck | 000987-0000 | 710007-0000 | 11804
Dupont Rope 8 MM | 000988-DNFG | 610008-DNFG | 10466
Dupont Rope D 16 mm | 000989-DNFG | 610007-DNFG | 10465
Duradus Indoor | 000990-0000 | 310040-0000 | 7646
Duradus Outdoor | 000991-0000 | 310041-0000 | 7647
DVR 16 Channel | 000992-0000 | 313527-0000 | 11673
DVR 8 channel | 000993-0000 | 460001-0000 | 12553
Dynabolt M10 ( Bolt & Nut ) Length 60mm | 000994-0000 | 211474-0000 | 12422
Dynabolt M12 ( Bolt & Nut ) | 000995-0000 | 211031-0000 | 8712
Dynabolt M6x5 | 000996-0000 | 211043-0000 | 9198
E1 Interface Module for SDH Multiplexer (incl. cables) | 000997-0000 | 413222-0000 | 12724
Ear Plug | 000998-0000 | 620017-0000 | 10758
Earth Conductor Suspension Clamp for ACSR / AS 240/40 mm² | 000999-0000 | 313041-0000 | 8810
Earth Conductor Tension Clamp for ACSR / AS 240/40 mm² | 001000-0000 | 313042-0000 | 8811
Earth Drill, SDZ5, 50kN | 001001-DNFG | 610013-DNFG | 10487
Earth End Arching Horn | 001002-0000 | 313484-0000 | 11515
Earth Wire Tension String for GSW 55 mm² | 001003-0000 | 313021-0000 | 8545
Earth Wire Tension String For GSW 70 mm² | 001004-0000 | 211465-0000 | 12358
Earth Wire Tension String For GSW 75 mm² | 001005-0000 | 313623-0000 | 12361
Earth Wire Tension String For GSW 75 mm² | 001006-0000 | 211467-0000 | 12362
Earth Wire Tension String for OPGW 60 mm² | 001007-0000 | 313249-0000 | 10400
Earthing / Grounding Grid | 001008-0000 | 313569-0000 | 12074
Earthing angle comprising 4 sets of galvanized steel | 001009-0000 | 313027-0000 | 8551
Earthing angle comprising of galvanized steel, lead wire, including all clamps | 001010-0000 | 313417-0000 | 11091
Earthing Blades DS Bus Type T | 001011-0000 | 211312-0000 | 11678
Earthing Blades DS Bus Type Y | 001012-0000 | 211313-0000 | 11679
Earthing Block | 001013-0000 | 211119-0000 | 10439
Earthing Grid | 001014-0000 | 313112-0000,323055-0000 | 9629
Earthwire conductor vibration damper for AS 70 mm² | 001015-0000 | 313266-0000 | 10568
Earthwire conductor vibration damper for AS 75 mm² | 001016-0000 | 313612-0000 | 12332
Earthwire conductor vibration damper for OPGW 100 mm² | 001017-0000 | 313508-0000 | 11625
Earthwire conductor vibration damper for OPGW 60 mm². | 001018-0000 | 313026-0000 | 8550
Earthwire conductor vibration damper for OPGW 70 mm² | 001019-0000 | 313267-0000 | 10569
Earthwire conductor vibration damper for OPGW 75mm² | 001020-0000 | 313607-0000 | 12327
Earthwire double tension AS 70 mm² | 001021-0000 | 313433-0000 | 11121
EARTHWIRE SINGLE TENSION GSW 55mm², W/CDE, TBCL | 001022-0000 | 211185-0000 | 11212
Earthwire suspension clamps for AS 70 mm² | 001023-0000 | 313268-0000 | 10570
Earthwire suspension clamps for AS 75 mm² | 001024-0000 | 313609-0000 | 12329
Earthwire Suspension Clamps for GSW 55 mm AS, including Rods | 001025-0000 | 313075-0000 | 9384
Earthwire suspension clamps for OPGW 70 mm² | 001026-0000 | 313269-0000 | 10571
Earthwire suspension clamps for OPGW 75 mm² | 001027-0000 | 313608-0000 | 12328
Earthwire suspension clamps for Optical Ground Wire (OPGW) 60 mm² | 001028-0000 | 313034-0000 | 8558
Earthwire Suspension for GSW 55 | 001029-0000 | 211105-0000 | 10420
Earthwire tension clamps for AS 70 mm² | 001030-0000 | 313270-0000 | 10572
Earthwire tension clamps for AS 75 mm² | 001031-0000 | 313611-0000 | 12331
Earthwire tension clamps for GSW 55 mm² | 001032-0000 | 313033-0000 | 8557
Earthwire Tension Clamps for GSW 55 mm² AS | 001033-0000 | 313076-0000 | 9385
Earthwire tension clamps for GSW 75 mm² | 001034-0000 | 211466-0000 | 12359
Earthwire tension clamps for OPGW 70 mm² | 001035-0000 | 313271-0000 | 10573
Earthwire tension clamps for OPGW 75 mm² | 001036-0000 | 313610-0000 | 12330
Earthwire tension clamps for Optical Ground Wire (OPGW) 60 mm² | 001037-0000 | 313035-0000 | 8559
Earthwire Tension for OPGW 60 RHL | 001038-0000 | 211108-0000 | 10423
Earthwire tension set for GSW 55mm², 70kN, bolted type | 001039-0000 | 313378-0000 | 10989
ECM ( Engine Control Module ) | 001040-0000 | 611110-0000 | 10943
Elbow Connector for 1 x AAC 1267mm² To Terminal Pad 150x150 | 001041-0000 | 313631-0000 | 12385
Elbow Connector for 1 x AAC 1267mm² To Terminal Pad 200x200 | 001042-0000 | 313630-0000 | 12384
Elbow Connector for 1 x TAL 660mm² To Terminal Pad 100x100x20T | 001043-0000 | 313831-0000 | 12833
Elbow Connector for 1 x TAL 660mm² To Terminal Pad 150x150x20T | 001044-0000 | 313830-0000 | 12832
Elbow Connector for 1 x TAL 850mm² To Terminal Pad | 001045-0000 | 313617-0000 | 12337
Elbow Connector for 1 x TAL 850mm² To Terminal Pad 100x100 | 001046-0000 | 313619-0000 | 12339
Elbow Connector for 1 x TAL 850mm² To Terminal Pad 100x100x20T | 001047-0000 | 313843-0000 | 12847
Elbow Connector for 1 x TAL 850mm² To Terminal Pad 125x125x20T | 001048-0000 | 313845-0000 | 12849
Elbow Connector for 1 x TAL 850mm² To Terminal Pad 150x150x20T | 001049-0000 | 313842-0000 | 12846
Elbow Connector for 1 x TAL 850mm² To Terminal Pad 200x100 | 001050-0000 | 313618-0000 | 12338
Elbow Connector for 2 x TAL 660mm² To Terminal Pad 150x150x20T | 001051-0000 | 313815-0000 | 12817
Elbow Connector for 2 x TAL 660mm² To Terminal Pad 200x100x20T | 001052-0000 | 313814-0000 | 12816
Elbow Connector for 2 x TAL 850mm² To Terminal Pad 150x150x20T | 001053-0000 | 313827-0000 | 12829
Elbow Connector for 2 x TAL 850mm² To Terminal Pad 200x100x20T | 001054-0000 | 313824-0000 | 12826
Elbow Pipa PVC 1.5 inch | 001055-0000 | 210020-0000 | 7689
Elbow Pipa PVC 2 inch | 001056-0000 | 210019-0000,210021-RUCC | 7688
Elbow Pipa PVC 4 inch | 001057-RUCC | 210022-RUCC | 7691
Elbow pvc 3 invh | 001058-0000 | 211273-0000 | 11577
elbow pvc 3/4 inch | 001059-0000 | 211275-0000 | 11579
Elbow PVC 6 inch | 001060-0000 | 111682-0000,211485-0000 | 12586
Electrical Tape (Black) | 001061-UNIB | 310032-UNIB | 7638
Electrical Tape (Color) | 001062-0000 | 310050-0000 | 7656
Electricity Cost | 001063-0000 | 611052-0000 | 10224
Electro Motor 15 HP | 001064-0000 | 611212-0000 | 11866
Electro Motor 5 HP | 001065-0000 | 611301-0000 | 12096
Elektrokardiogram | 001066-0000 | 820115-0000 | 12195
Ember plastik | 001067-0000 | 111447-0000 | 10697
Emergency Shower & Eyewash | 001068-0000 | 111711-0000 | 12789
End Cap Adapter Galvanize | 001069-0000 | 211363-0000 | 11885
End Cap PVC 6 inch | 001070-0000 | 211484-0000 | 12587
End Section Terminal Block 4/6 | 001071-0000 | 313518-0000 | 11637
End Section Terminal Block 6/8 | 001072-0000 | 313519-0000 | 11638
Energy Meter For Monitoring Power In and Out on the OHL | 001073-0000 | 313614-0000 | 12334
Energy Meter For Monitoring Power In and Out on the OHL 150 kV | 001074-0000 | 313615-0000 | 12335
ENERGY METER FOR TRANSFORMER | 001075-0000 | 323186-0000 | 10763
Energy Meter Panel consist of 1 sets Electronic Meter class 0.2 for 150 kV OHL feeder 2 stes, future line 0 set and for 20 kV Incoming 0 set, including Ethernet switch for connection to WAN | 001076-0000 | 313149-0000 | 9666
Energy Meter Panel consist of 1 sets Electronic Meter class 0.2 for 150 kV OHL feeder 2 stes, future line 0 set and for 20 kV Incoming 1 set (complete with 5 sets metering Per-Panel as required) including Ethernet switch for | 001077-0000 | 323093-0000 | 9762
Engine Gasoline 5.5 Hp | 001078-0000 | 611286-0000 | 12027
Engine Oil Filter | 001079-0000 | 611172-0000 | 11647
Engsel Besi Pintu | 001080-0000 | 111673-0000 | 12429
Entertainment | 001081-0000 | 820009-0000 | 8183
Equipment Rent | 001082-0000 | 820011-0000 | 8351
Erection All Risk | 001083-0000 | 221041-0000 | 10346
erection beam | 001084-0000 | 129368-0000 | 11445
erection gantry | 001085-0000 | 129369-0000 | 11446
Erection Guyed Mast Tower | 001086-0000 | 221053-0000 | 11959
Erection JIB | 001087-0000 | 611305-0000 | 12125
Erection SST Lattice Tower | 001088-0000 | 221054-0000 | 11960
Erection Steel Structure | 001089-0000 | 323222-0000 | 12374
Erection Tower Emergency | 001090-0000 | 323206-0000 | 11583
Erection Tower T45 type EE | 001091-0000 | 129144-0000 | 10208
Erection Tower T46 type DDR4+3 | 001092-0000 | 129145-0000 | 10209
Erection Tower Transmission Line 150 kV | 001093-0000 | 129338-0000 | 11033
Erection Tower Type AA - 3 | 001094-0000 | 129027-0000 | 8604
Erection Tower Type AA + 0 | 001095-0000 | 129028-0000 | 8605
Erection Tower Type AA + 12 | 001096-0000 | 129032-0000 | 8609
Erection Tower Type AA + 15 | 001097-0000 | 129033-0000 | 8610
Erection Tower Type AA + 3 | 001098-0000 | 129029-0000 | 8606
Erection Tower Type AA + 6 | 001099-0000 | 129030-0000 | 8607
Erection Tower Type AA + 9 | 001100-0000 | 129031-0000 | 8608
Erection Tower Type BB - 3 | 001101-0000 | 129034-0000 | 8611
Erection Tower Type BB + 0 | 001102-0000 | 129035-0000 | 8612
Erection Tower Type BB + 12 | 001103-0000 | 129038-0000 | 8615
Erection Tower Type BB + 15 | 001104-0000 | 129039-0000 | 8616
Erection Tower Type BB + 6 | 001105-0000 | 129036-0000 | 8613
Erection Tower Type BB + 9 | 001106-0000 | 129037-0000 | 8614
Erection Tower Type CC + 12 | 001107-0000 | 129041-0000 | 8618
Erection Tower Type CC + 15 | 001108-0000 | 129042-0000 | 8619
Erection Tower Type CC + 6 | 001109-0000 | 129040-0000 | 8617
Erection Tower Type DD + 0 | 001110-0000 | 129043-0000 | 8620
Ethernet Switch FO (SC) - UTP (RJ45) | 001111-0000 | 413205-0000 | 11639
Ethernet Switch for Inter-bay system | 001112-0000 | 313642-0000 | 12415
Ethernet Tester | 001113-0000 | 611016-0000 | 8767
Excavation and back fill | 001114-0000 | 129342-0000 | 11073
Exhaust fan Chemical type 200 CFM (Ceilling Mounted) | 001115-0000 | 313481-0000 | 11429
Exhaust fan Industrial type 1500 CFM (Wall Mounted) | 001116-0000 | 313480-0000 | 11428
Exhaust fan Industrial type 800 CFM (Wall Mounted) | 001117-0000 | 313479-0000 | 11427
Extension Drilling Rods 7/8 Inch Hex x 2 Ft | 001118-0000 | 611302-0000 | 12103
Extension Drilling Rods 7/8 Inch Hex x 4 Ft | 001119-0000 | 611303-0000 | 12104
External Audit | 001120-0000 | 820102-0000 | 11309
Eye CDE AS 70 mm² | 001121-0000 | 313497-0000 | 11528
Eyed stocking grip dia 29-38mm, BL 160kN, PN C06.S.3 | 001122-0000 | 211187-0000 | 11236
Fabrikasi Tower | 001123-0000 | 111495-0000 | 11306
Factory Acceptance Test | 001124-0000 | 323197-0000 | 10953
fastrap helmet | 001125-0000 | 810090-0000 | 11550
FAT - SOGI - SAS | 001126-0000 | 323204-0000 | 11070
Fault Locator | 001127-0000 | 611021-0000 | 9154
Fence BRC with H 1,90 m inculding barbedwire include foundations | 001128-0000 | 111406-0000 | 10581
Fiber Armored 12 Core | 001129-0000 | 211120-0000 | 10440
FIBER OPTIC COMMUNICATION EQUPMENT | 001130-0000 | 323184-0000 | 10747
Fiber Optic Patch Cord Duplex, Single Mode 2 mm LC to LC | 001131-0000 | 413214-0000 | 12598
Fiber Rodder | 001132-0000 | 611015-0000 | 8219
Fiber Stripper | 001133-0000 | 611037-0000 | 9536
Figure 8 HDPE Clamp OD 32 mm | 001134-0000 | 211021-0000 | 8318
Figure 8 HDPE Clamp OD 9 mm | 001135-0000 | 211095-0000 | 10102
Final check | 001136-0000 | 221029-0000 | 9919
Fingerprint | 001137-0000 | 611167-0000 | 11586
Fire Extinguiser, Dry Chemical | 001138-0000 | 210033-0000 | 7702
Fire Wall For Trafo | 001139-0000 | 111322-0000 | 9688
Fischer S 6 + sekrup | 001140-0000 | 210003-0000 | 7672
Fischer S 8 + sekrup | 001141-0000 | 210002-0000 | 7671
Fixed Joints 8T | 001142-TSE0 | 610006-TSE0 | 10463
Flang JIS 10K 2 inch | 001143-0000 | 211331-0000 | 11799
Flange JIS 10K 3 inch | 001144-0000 | 111602-0000 | 11798
flexible 20mm white | 001145-0000 | 211036-0000 | 8726
Flexible Anaconda 1 1/2 Inch | 001146-0000 | 313090-0000 | 9437
Flexible Copper Busbar | 001147-0000 | 313521-0000 | 11653
Flexible metal conduit 1/2 inch | 001148-0000 | 313769-0000 | 12735
Flint gun | 001149-0000 | 211242-0000 | 11292
Floor Hardener | 001150-0000 | 111558-0000 | 11545
FO ADSS G652D 24 Core Span 600 | 001151-0000 | 413167-0000 | 10155
FO ADSS G652D 24 Core Span 800 | 001152-0000 | 413189-0000 | 10384
FO Aerial Cable 12 Core, G.652.D | 001153-0000 | 411021-0000 | 8375
FO Aerial Cable 48 Core, G.652.D | 001154-0000 | 413112-0000 | 9532
FO Aerial Cable 48 Core, G.655.C | 001155-0000 | 413064-0000 | 9289
FO Aerial Cable 96 Core, G.652.D | 001156-0000 | 413128-0000 | 9804
FO Aerial Cable, 12 Core SM G652D, Easy to Split (SC) | 001157-0000 | 413109-0000 | 9523
FO Aerial Cable, 24 Core SM G652D, Easy to Split (SC) | 001158-0000 | 413110-0000 | 9525
FO Aerial Cable, 24 cores G.655C | 001159-0000 | 410095-VKSL,413071-0000 | 7449
FO Aerial Cable, 8 Core SM G652D, Easy to Split (SC) | 001160-0000 | 413108-0000 | 9521
FO Aerial Cable, 96 cores SM G.655C | 001161-0000 | 413074-0000 | 9360
FO Aerial Suspension String Set | 001162-0000 | 423036-0000 | 8308
FO Aerial Tension String Set | 001163-0000 | 413035-0000 | 8307
FO cable armoured, 24 cores | 001164-0000 | 313272-0000 | 10574
FO Cable Jumper 500 meters | 001165-0000 | 411020-0000 | 8252
FO Duct Cable | 001166-0000 | 410093-0000 | 8327
FO Duct Cable G655C 48 core single Mode | 001167-0000 | 413059-0000 | 9161
FO Duct Cable, 12 cores G.655C | 001168-VKSL | 410094-VKSL | 7448
FO Duct Cable, 24 cores G.655C | 001169-FRKW | 410093-FRKW | 7447
FO Duct Cable, 48 cores G.655C | 001170-CCSI | 410092-CCSI | 7446
FO Duct Cable, 96 cores SM G.655C | 001171-0000 | 413073-0000 | 9359
FO In Duct Cable 96 Core, G652D | 001172-0000 | 413075-0000 | 9391
FO In Duct Cable 12 Core, G652D | 001173-0000 | 413116-0000 | 9542
FO In Duct Cable 144 Core, G652D | 001174-0000 | 411006-0000 | 8135
FO In Duct Cable 24 Core, G652D | 001175-0000 | 411004-0000 | 8133
FO In Duct Cable 24 Core, G655 C | 001176-0000 | 411025-0000 | 8330
FO In Duct Cable 24 Core, G655C | 001177-BICC | 411016-BICC | 8335
FO In Duct Cable 264 Core, G652D | 001178-0000 | 411007-0000 | 8136
FO In Duct Cable 288 Core, G652D | 001179-0000 | 413076-0000 | 9392
FO In Duct Cable 48 Core, G652D | 001180-0000 | 411005-0000 | 8134
FO Pig Tail 2 Meter | 001181-0000 | 413039-0000 | 8311
FO to RJ45 Singgle /Double Ethernet Converter | 001182-0000 | 413206-0000 | 11640
FOB Charge | 001183-0000 | 710004-0000 | 10058
foto dokumentasi | 001184-0000 | 820077-0000 | 9927
Frame Roll Pully isi 5 | 001185-0000 | 611118-0000 | 11302
Freight CLN | 001186-0000 | 720076-0000 | 12514
Freight Surcharge Jakarta - Perawang Container 20 Ft | 001187-0000 | 720070-0000 | 12470
Freight Surcharge Jakarta - Perawang Container 40 Ft | 001188-0000 | 720100-0000 | 12611
Fuel | 001189-0000 | 810001-0000 | 8148
Fuel Filter | 001190-0000 | 611173-0000 | 11648
Fuel pre-filter | 001191-0000 | 611174-0000 | 11649
Full Body Hardness | 001192-0000 | 611144-0000 | 11391
Full Body Harness | 001193-0000 | 211026-0000 | 8679
Full body safety harness, | 001194-DNFG | 610011-DNFG | 10479
Fuse Box ( relay and Fuse ) | 001195-0000 | 611113-0000 | 10946
Gagang Pacul | 001196-0000 | 611310-0000 | 12234
Galavanized Pole 1.5 mtrs height ( dia. 4 inch ) for outdoor | 001197-0000 | 413201-0000 | 11034
Galian Tanah (Cutting Soil) | 001198-0000 | 129074-0000 | 8670
Galian, Pengurugan kembali dan perbaikan kembali, pengisian pasir, deeksten dan tanda rute kabel tanah dan tempat sambung kedalaman 0.6 meter | 001199-0000 | 424064-0000 | 9305
Galvanis Steel Armour Rods for GSW 55 | 001200-0000 | 211106-0000 | 10421
Galvanize Pole dia. 3 Inch, 2 m height | 001201-0000 | 111300-0000 | 9434
Galvanize Pole dia. 4 Inch, 3 m height | 001202-0000 | 111301-0000 | 9435
Galvanize Pole dia. 4 Inch, 6 m height | 001203-0000 | 111302-0000 | 9436
Gambar Desain dengan Ukuran Kerta A1 | 001204-0000 | 281001-0000 | 8077
Gantry Joint Box (GB) | 001205-0000 | 313023-0000 | 8547
Gas Detector | 001206-0000 | 611297-0000 | 12089
Gas Filling device for CB | 001207-0000 | 211121-0000 | 10441
Gauge, Cluster Y 59S00021 F3 | 001208-KOBE | 410001-KOBE | 10621
GEDUNG KONTROL | 001209-0000 | 129234-0000 | 10728
gegep | 001210-0000 | 611107-0000 | 10650
gelas cuci mata | 001211-0000 | 810101-0000 | 11563
Generator | 001212-0000 | 611023-0000 | 9156
Generator Bensin Portable 2500 watt | 001213-0000 | 611191-0000 | 11825
Generator Set 2,5 Volt MK 4500 | 001214-MIKA | 311001-MIKA | 8228
Genset | 001215-0000 | 611155-0000 | 11458
Genset 1000 VA | 001216-0000 | 611098-0000 | 10413
Genset 5000 Watt Merek Honda | 001217-0000 | 611136-0000 | 11362
Genset Diesel Silent 30 kVA | 001218-0000 | 611325-0000 | 12266
Geotextile - Non Woven | 001219-0000 | 111560-0000 | 11620
Geotextile - Woven | 001220-0000 | 111559-0000 | 11619
gergaji | 001221-0000 | 611108-0000 | 10651
Gergaji Mesin Chainsaw | 001222-0000 | 620033-0000 | 11801
Gerinda Duduk Merek Maktec MT243R | 001223-0000 | 111497-0000 | 11352
Gerinda Tangan | 001224-0000 | 611291-0000 | 12079
Gerinda Tangan Merek Maktec MT90 | 001225-0000 | 111496-0000 | 11351
germola tangan | 001226-0000 | 111414-0000 | 10648
gerobak sorong | 001227-2151 | 1002151 | 2975
Gimbal Joint For Tower ERS | 001228-0000 | 611224-0000 | 11936
Gin Pole | 001229-0000 | 611269-0000 | 12001
Glass Wool Insulation t 10 cm | 001230-0000 | 111687-0000 | 12665
Googles Uvex 9301 | 001231-0000 | 611031-0000 | 9246
GPS (Global Positioning System) | 001232-0000 | 611018-0000 | 9146
GPS MAP 62SC | 001233-GARM | 610001-GARM | 9130
Grating / Wiremesh Galvanis | 001234-0000 | 111623-0000 | 12038
Gravel (dia 3 - 5 cm), tebal 15 cm | 001235-0000 | 111333-0000 | 9703
Gravel uk. 3 s/d 4 cm | 001236-0000 | 111681-0000 | 12462
Gravel uk. 3 s/d 4 cm | 001237-0000 | 111492-0000 | 11191
Grease | 001238-0000 | 211406-0000 | 12013
Grease Pump | 001239-0000 | 211407-0000 | 12014
Grip Dead End | 001240-0000 | 211117-0000 | 10437
Grip Hoist w cable | 001241-0000 | 211381-0000 | 11904
Ground Connector | 001242-0000 | 211111-0000 | 10431
Ground Stick 275 Kv | 001243-DNFG | 610015-DNFG | 10489
Ground Stick 275 kV | 001244-TSE0 | 610023-TSE0 | 10512
Grounding 3 titik rod pada ODC (max 1 ohm) | 001245-0000 | 211048-0000 | 9340
Grounding bar | 001246-0000 | 310055-0000 | 7661
Grounding Kit Coaxial Feeder 1 1/4 inch | 001247-0000 | 310058-0000 | 7664
Grounding Kit Coaxial Feeder 1 5/8 inch | 001248-0000 | 310059-0000 | 7665
Grounding Kit Coaxial Feeder 1/2 inch | 001249-0000 | 313092-0000 | 9445
Grounding Kit Coaxial Feeder 7/8 inch | 001250-0000 | 310057-0000 | 7663
Grounding plat | 001251-0000 | 310054-0000 | 7660
Grounding Pole and Clip | 001252-DNFG | 610016-DNFG | 10492
Grounding Pondasi | 001253-0000 | 313055-0000 | 9212
Grounding rod 1 inc bc 120 | 001254-0000 | 313178-0000 | 9924
Grounding Rod besi siku 50.50.5 | 001255-0000 | 211124-0000 | 10674
Grounding system for the whole of substation equipment.complete | 001256-0000 | 323183-0000 | 10746
Grounding Wire Circuit | 001257-DNFG | 610017-DNFG | 10493
GSP Reel | 001258-DNFG | 610009-DNFG | 10467
GSP Reel GSP 1400 mm | 001259-TSE0 | 610016-TSE0 | 10498
GSW 1x55mm² 1kV JIS | 001260-0000 | 211135-0000 | 10913
GSW 70 mm² | 001261-0000 | 211441-0000 | 12169
GSW 75 mm² | 001262-0000 | 313622-0000 | 12360
gunting | 001263-0000 | 611162-0000 | 11559
Guy Plate 0-0 | 001264-0000 | 211353-0000 | 11875
Guy Plate 45-45 | 001265-0000 | 211352-0000 | 11874
Gypsum Board 120 x 240 cm | 001266-0000 | 111569-0000 | 11684
H Yoke Plat 210kN | 001267-0000 | 313493-0000 | 11524
Hand Hydraulic Cutter For Conductor | 001268-DNFG | 610005-DNFG | 10457
Hand Stacker Manual Capacity 2 Ton | 001269-0000 | 211344-0000 | 11843
Hand Winch | 001270-0000 | 611137-0000 | 11364
Handle clamp | 001271-0000 | 211241-0000 | 11291
Handling costs at Batam | 001272-0000 | 720026-0000 | 9545
Handrail Post for LICO | 001273-0000 | 611326-0000 | 12267
Handrail Post Lico | 001274-0000 | 611323-0000 | 12262
Hand-stacker electric 1.5T 2.5M | 001275-0000 | 610001-0000 | 8270
Hanger Handhole | 001276-0000 | 211034-0000 | 8724
Hanging Door Roller (with Chains, Single Bearing) | 001277-0000 | 611216-0000 | 11914
Hard disk | 001278-0000 | 413183-0000 | 10278
Harddisk 2 TB | 001279-0000 | 611347-0000 | 12791
Harddisk 3 TB Red Version | 001280-0000 | 810032-0000 | 10448
Harddisk Case | 001281-0000 | 810030-0000 | 10446
Hardener | 001282-0000 | 110004-0000 | 7716
H-Beam 150 mm - 150 mm - 7 mm, panjang 12 m | 001283-0000 | 111703-0000 | 12781
H-Beam 150 mm - 150 mm - 7 mm, panjang 6 m | 001284-0000 | 111702-0000 | 12780
HB-PS 2 Jembatan Kabel gantung dengan 2 tiang pole concret tinggi 9 meter. | 001285-0000 | 129076-0000 | 8783
HDD 6 TB | 001286-0000 | 313526-0000 | 11672
Head Press | 001287-0000 | 610004-DNFG,610022-TSE0 | 10454
Head Spul 6 inch draad 3,5 inch | 001288-0000 | 611209-0000 | 11863
Headboard Roll Pulley | 001289-0000 | 611126-0000 | 11343
Heat Shrink | 001290-0000 | 313520-0000 | 11652
Heater 50 W | 001291-0000 | 313724-0000 | 12577
Hebel Bata Ringan ukr 10x19x60cm | 001292-0000 | 111612-0000 | 11958
Helm Proyek | 001293-0000 | 810080-0000 | 11229
Helmet Putih (MSA Original USA) | 001294-0000 | 611029-0000 | 9244
HH PIT Portable 873mm(L) x 578mm(W) x 914mm(D) | 001295-0000 | 413082-0000 | 9399
High Frequency Concrete Vibrator Dia Head 50 mm | 001296-0000 | 611319-0000 | 12255
High Frequency Concrete Vibrator Dia Head 70 mm | 001297-0000 | 611320-0000 | 12256
High Frequency Concrete Vibrator Dia Head 80 mm | 001298-0000 | 611321-0000 | 12257
High Frequency Converter 3phase | 001299-0000 | 611318-0000 | 12254
High Gain Antenna - Panel, Gain 11dBi, 800-2700 MHz | 001300-PACI | 410008-PACI | 7307
HILTI GUNSET | 001301-0000 | 611127-0000 | 11346
Hoisting Rod Draad 3,5 inch | 001302-0000 | 611237-0000 | 11953
Hollow Galvanis 40 (4 Cm) x 40 (4 Cm) Tebal 0.8 mm x 4 Meter | 001303-0000 | 111666-0000 | 12406
Hollow Gypsum 2 x 4 | 001304-0000 | 211432-0000,111571-0000,111570-0000 | 12140
Hook | 001305-0000 | 611140-0000 | 11387
Hook Lifting Conductor | 001306-0000 | 211385-0000 | 11908
Horizontal Ledger Rent | 001307-0000 | 129438-0000 | 12205
Hot Dip Galvanizing | 001308-0000 | 323211-0000 | 12187
Hourly rate Jasa Service | 001309-0000 | 424168-0000 | 10633
HP (Tahun Pertama) | 001310-0000 | 820032-0000,820040-0000,820048-0000 | 9165
HP Color Laserjet CP3525 | 001311-0000 | 810062-0000 | 11199
HP M500 M525 B/W | 001312-0000 | 810063-0000 | 11200
HP M535 B/W | 001313-0000 | 810064-0000 | 11201
Hs Hollow 50 x 50 x 2.3 L 2400 Rent | 001314-0000 | 129445-0000 | 12212
Hs Hollow 50 x 50 x 2.3 L 3000 Rent | 001315-0000 | 129446-0000 | 12213
HSU Rod Suspension for OPGW 100 mm² | 001316-0000 | 313507-0000 | 11624
Humpback Split PIN Stainless Steel | 001317-0000 | 211443-0000 | 12171
HV Conductor for Bus-Bar and Feeder Bays | 001318-0000 | 323176-0000 | 10738
HV Connector and String Hardware | 001319-0000 | 211195-0000 | 11244
HV connector suitable for Conductor Type | 001320-0000 | 323173-0000 | 10723
Hybrid Coupler, 2in2Out, 800-2500 MHz | 001321-0000 | 410069-PACI,410069-ENRS,410069-YOLI | 7418
Hybrid Coupler, 2in2Out, 800-2700 MHz | 001322-0000 | 410003-Whub,410096-YOLI | 9141
Hydraulic Breaker drive hammer | 001323-0000 | 211390-0000 | 11920
Hydraulic Compressor 100T | 001324-TSE0 | 610001-TSE0 | 10453
Hydraulic Oil Catridge | 001325-0000 | 611176-0000 | 11651
Hydraulic Oil Tank Cap | 001326-0000 | 611175-0000 | 11650
Hydraulic Piston Pump | 001327-0000 | 211322-0000 | 11717
Hydraulic Puller Tensioner 6T SA-YQZ60 | 001328-DNFG | 610002-DNFG | 10450
Hydraulic Tensioner 8 T SA - YZ 2X40 B | 001329-DNFG | 610003-DNFG | 10452
Hyundai Ioniq 5 | 001330-0000 | 710013-0000 | 12428
I Konektor A2C Lupine 2 x 1267 to Plate 4 - Holes Dia. 14.5 | 001331-0000 | 211146-0000 | 11153
I Konektor A2C Lupine 2 x 1267 to Plate 8 - Holes Dia. 14 | 001332-0000 | 211153-0000 | 11160
I Konektor A2C Lupine 2 x 1267 to to Plate 6 - Holes Dia. 14.3 | 001333-0000 | 211159-0000 | 11166
I Konektor A3C 300 to Pin 40 mm | 001334-0000 | 211162-0000 | 11169
I Konektor A3C 300 to Plate 4 - Holes Dia. 14 | 001335-0000 | 211144-0000 | 11151
I Konektor A3C 300 to Plate 4 - Holes Dia. 14.5 | 001336-0000 | 211151-0000 | 11158
I Konektor A3C 300 to Plate 8 - Holes Dia. 14 | 001337-0000 | 211157-0000 | 11164
I Konektor A3C 630 to Pin 40 mm | 001338-0000 | 211160-0000 | 11167
I Konektor A3C 630 to Plate 4 - Holes Dia. 14 | 001339-0000 | 211143-0000 | 11150
I Konektor A3C 630 to Plate 4 - Holes Dia. 14.5 | 001340-0000 | 211150-0000 | 11157
I Konektor A3C 630 to Plate 8 - Holes Dia. 14 | 001341-0000 | 211155-0000 | 11162
IED Busbar Protection FOR 12 BAYS | 001342-0000 | 323188-0000 | 10765
IED Backup Protection Unit | 001343-0000 | 313643-0000 | 12416
IED Bay Control Unit | 001344-0000 | 313644-0000 | 12417
IED Main Protection Unit | 001345-0000 | 313646-0000 | 12419
Ijin Penempatan Perangkat Panel, Indoor | 001346-0000 | 521003-0000 | 8080
Ijin Penempatan Perangkat Panel, outdoor | 001347-0000 | 521004-0000 | 8081
Ijin PU Perkota | 001348-0000 | 521012-0000 | 9943
Ijuk | 001349-0000 | 611342-0000 | 12567
Iklan baris | 001350-0000 | 820098-0000 | 11015
Iklan Recruitment | 001351-0000 | 820095-0000 | 10381
Import fill with selected material | 001352-0000 | 111325-0000 | 9694
Import Licence Undername | 001353-0000 | 313258-0000 | 10442
Import permit and custom clearance at Batam | 001354-0000 | 720027-0000 | 9546
In Line Closure 12 core | 001355-0000 | 410079-0000 | 7433
In Line Closure 24 core | 001356-0000 | 410080-0000 | 7434
In Line Closure 48 core | 001357-0000 | 410081-0000 | 7435
In Line Closure 96 core | 001358-0000 | 410082-0000 | 7436
In Line FO Splice Closure 12 Core | 001359-0000 | 411008-0000 | 8137
In Line FO Splice Closure 144 Core | 001360-0000 | 411012-0000 | 8141
In Line FO Splice Closure 24 Core | 001361-0000 | 411009-0000 | 8138
In Line FO Splice Closure 264 Core | 001362-0000 | 411013-0000 | 8142
In Line FO Splice Closure 288 Core | 001363-0000 | 413077-0000 | 9393
In Line FO Splice Closure 48 Core | 001364-0000 | 411010-0000 | 8139
In Line FO Splice Closure 96 Core | 001365-0000 | 411011-0000 | 8140
Incentive Sitac IBC | 001366-0000 | 521005-0000 | 9216
Individual Test & Commissioning | 001367-0000 | 323099-0000 | 9768
Indoor Antenna - 806-960/1710-2500 Gain min. 4 dBi / 360 deg. Female Connector, Double port | 001368-COMB | 410001-COMB | 9994
Indoor Antenna - Omni, 806-960/1710-2500 Gain min. 4 dBi / 360 deg. Female Connector, Double port | 001369-PACI | 410070-PACI | 9997
Indoor Antenna - Bidirectional, Gain 7dBi, 800-2170 MHz | 001370-KTRN | 410007-KTRN | 7306
Indoor Antenna - Directional Panel Antenna, 806-960/1710-2500, Double port | 001371-0000 | 410002-COMB,410071-PACI | 9995
Indoor Antenna - Directional/Panel, Gain 7dBi, 800-2170 MHz | 001372-KTRN | 410005-KTRN | 7304
Indoor Antenna - Directional/Panel, Gain 7dBi, 800-2700 MHz | 001373-PACI | 410006-PACI | 7305
Indoor Antenna - Omni, Gain 2dBi, 800-2500MHz | 001374-KTRN | 410001-KTRN | 7300
Indoor Antenna - Omni, Gain 4,5dBi, 820-2500MHz | 001375-0000 | 413115-0000 | 9535
Indoor Antenna - Omni, Gain 4dBi, 800-2500MHz | 001376-PACI | 410002-PACI | 7301
Indoor Antenna - Omni, Gain 4dBi, 800-2700MHz | 001377-PACI | 410003-PACI | 7302
Indoor Antenna - Omni, Gain 5dBi, 800-2700MHz | 001378-0000 | 410001-MOBI,410004-PACI | 9570
Indoor Cabinet Rectifier A | 001379-0000 | 210040-0000 | 7709
Indoor Cabinet Rectifier B | 001380-0000 | 210041-0000 | 7710
Industrial Steel Deck UDI 25 x 250 | 001381-0000 | 611329-0000 | 12271
Instalasi Air Bersih | 001382-0000 | 129382-0000 | 11493
Instalasi FO Aerial Cable, 12 Core SM G652D, Easy to Split (SC) | 001383-0000 | 424081-0000 | 9524
Instalasi FO Aerial Cable, 24 Core SM G652D, Easy to Split (SC) | 001384-0000 | 424082-0000 | 9526
Instalasi FO Aerial Cable, 8 Core SM G652D, Easy to Split (SC) | 001385-0000 | 424080-0000 | 9522
Instalasi GPS VT310 untuk Excavator | 001386-0000 | 620001-0000 | 9209
Instalasi PABX | 001387-0000 | 424172-0000 | 10962
Instalasi pemasangan 150 kV Current Transformers | 001388-0000 | 221047-0000 | 10902
Instalasi pemasangan 150 kV Disconnecting Switch (DS)COMPLETE WITH SUPPORTING STRUCTURE, CLAMP CONNECTORS, AND ALL ACCESSORIES include wiring | 001389-0000 | 221045-0000 | 10900
Instalasi pemasangan 150 kV 3 PHASE SF6 CIRCUIT BREAKER, 3 POLE, 3150 A, 40 kA, COMPLETE WITH SUPPORTING STRUCTURE, CLAMP CONNECTORS, GAS SF6, AND ALL ACCESSORIES include wiring | 001390-0000 | 221044-0000 | 10899
Instalasi pemasangan 150 kV Disconnecting Switch (DSE)COMPLETE | 001391-0000 | 221046-0000 | 10901
Instalasi Pembuangan Air | 001392-0000 | 129384-0000 | 11495
Instalasi Perangkat Digital Teleprotection dalam Panel Rak | 001393-0000 | 424179-0000 | 12688
Instalasi Perangkat Main Distribution Frame dalam Panel Rak | 001394-0000 | 424180-0000 | 12689
Instalasi Perangkat SDH STM-4 dalam Panel Rak | 001395-0000 | 424178-0000 | 12687
Install Antenna | 001396-0000 | 424073-0000 | 9449
Install BC-TR-5 Galian ,Pengurugan kembali dan perbaikan kembali , pengisian pasir , deeksten dan tanda rute untuk kabel tanah dan tempat sambung kedalaman 1,5 meter | 001397-0000 | 424019-0000 | 8171
Install Box KWH | 001398-0000 | 323115-0000 | 9845
Install Box MDP & Arrester Protection | 001399-0000 | 323114-0000 | 9844
Install Box MDP & Arrester Protection | 001400-0000 | 323033-0000 | 9101
Install Busbar & isolator | 001401-0000 | 323037-0000 | 9110
Install Busbar and Isolator | 001402-0000 | 323116-0000 | 9846
Install Cable AAC 70 | 001403-0000 | 323035-0000 | 9106
Install Cable NYY 4 x 16 mm | 001404-0000 | 323036-0000 | 9108
Install Cable Tray | 001405-0000 | 221027-0000,221013-0000 | 9843
Install Civil IBC - Plester, cementinous & under layer | 001406-0000 | 129112-0000 | 9455
Install Combiner | 001407-0000 | 424050-0000 | 9087
Install Concrete for foundation | 001408-0000 | 129088-0000 | 9119
Install Coupler / Tapper | 001409-0000 | 424074-0000 | 9450
Install Feeder Cable | 001410-0000 | 424049-0000 | 9086
Install Form work | 001411-0000 | 129090-0000 | 9121
Install IKR / Rumah | 001412-0000 | 820089-0000 | 10088
Install Jumper | 001413-0000 | 424072-0000 | 9413
Install KWH Box | 001414-0000 | 323034-0000 | 9103
Install ME IBC - Caldweld joint from splitzen to busbar bak kontrol | 001415-0000 | 323048-0000 | 9453
Install ME IBC - Copper rod | 001416-0000 | 323117-0000,323046-0000 | 9847
Install ME IBC - Grounding cable | 001417-0000 | 323047-0000 | 9452
Install ME IBC - Lighting protection / splitzen | 001418-0000 | 323118-0000,323049-0000 | 9848
Install ME IBC Panel ACPDB | 001419-0000 | 323161-0000 | 10661
Install ME IBC Optic cable | 001420-0000 | 323205-0000 | 11536
Install ME IBC Power cable | 001421-0000 | 424166-0000 | 10518
Install Optical Termination Box (OTB) 12 core include pigtail | 001422-0000 | 413138-0000 | 9869
Install Optical Termination Box (OTB) 48 core | 001423-0000 | 424123-0000 | 9999
Install Optical Termination Box (OTB) 96 core | 001424-0000 | 424124-0000 | 10000
Install PLN Connection | 001425-0000 | 323038-0000 | 9113
Install Pole 12 m | 001426-0000 | 129392-0000 | 11573
Install Pole 3 mtr | 001427-0000 | 129387-0000 | 11535
install pole 3m | 001428-0000 | 129389-0000 | 11538
Install Pole 6 mtr | 001429-0000 | 221014-0000 | 9215
Install Rebar for foundation | 001430-0000 | 129089-0000 | 9120
install red brick | 001431-0000 | 129322-0000 | 10942
Install SC-MP-C Concrete Marking Post with hight 1 mtr | 001432-0000 | 424021-0000 | 8173
Install Splitter | 001433-0000 | 424071-0000 | 9412
Install TC-OF-R-19 optical fiber cable rack 19 Inch. | 001434-0000 | 424012-0000 | 8164
Install TC-SM-144 termination and exchange joint of a single mode optical fiber cable, CTF/BOX, 144 optical cores included pig tail, protection sleeve. | 001435-0000 | 424043-0000 | 8675
Install TC-SM-24 termination and exchange joint of a single mode optical fiber cable, CTF/BOX, 24 optical cores included pig tail, protection sleeve. | 001436-0000 | 424034-0000 | 8328
Install TC-SM-48 termination and exchange joint of a single mode optical fiber cable, CTF/BOX, 48 optical cores included pig tail, protection sleeve. | 001437-0000 | 424011-0000 | 8163
Installation of ACSR/AS 250-A1/SA1A-26/7 Conductors Complete with Fittings and Accessories | 001438-0000 | 323239-0000 | 12728
Insulator 120 kN | 001439-0000 | 313045-0000 | 8814
Insulator 120 kN with fog type | 001440-0000 | 211141-0000 | 10992
Insulator Extension Strap | 001441-0000 | 313538-0000 | 11886
Insulator Guy Strain | 001442-0000 | 211375-0000 | 11898
Insulator Type 210kN CA-842EZ | 001443-0000 | 210036-0000 | 7705
Insulator U120B (F12/146DC) | 001444-0000 | 313189-0000 | 10002
Insulator U120BP (F120P/146) | 001445-0000 | 313188-0000 | 9996
Integrasi including Commisioning MUX eksisting dan RCC | 001446-0000 | 323212-0000 | 12348
Integrasi including Commisioning RCP eksisting | 001447-0000 | 323217-0000 | 12368
Integrasi including Commisioning SAS eksisting | 001448-0000 | 323218-0000 | 12369
Integrasi including Commisioning SAS eksisting | 001449-0000 | 313171-0000 | 9840
Integrasi including Commisioning to Busbar Protection Existing | 001450-0000 | 323219-0000 | 12370
Interconnection with existing telecommunication equipment (PAX, PLC, Optical MUX, etc) | 001451-0000 | 323229-0000 | 12539
Internal Wiring Consumable Item | 001452-0000 | 313677-0000 | 12491
Inverse Double Tension Stringset for Conductor 2xTACSR 410 | 001453-0000 | 313588-0000 | 12160
Inverse Double Tension Stringset for Conductor 2xTACSR 410 w/o Compression Dead End | 001454-0000 | 211444-0000 | 12172
Inverse Single Tension 120 kN, l xAC5R 240/40, 16mm Couple | 001455-0000 | 313040-0000 | 8809
Inverse Single Tension Stringset for Conductor 2xTACSR 410 | 001456-0000 | 211339-0000 | 11830
Inverter | 001457-0000 | 313071-0000 | 9311
Inverter - 3kVA INVERTER, 1 Phase, 220 VAC, 50 Hz | 001458-0000 | 313315-0000 | 10848
Investigasi Pondasi Tower Existing | 001459-0000 | 129345-0000 | 11095
Isi Ulang Aqua Galon | 001460-0000 | 611087-0000 | 10270
Isi ulang tinta stempel | 001461-0000 | 810023-0000 | 10415
Isolasi Unibel | 001462-0000 | 313085-0000 | 9429
Isolatif | 001463-0000 | 810072-0000 | 11221
Isolatif Track | 001464-0000 | 810071-0000 | 11220
Isolator | 001465-0000 | 310053-0000 | 7659
Isolator bubut 50x40 mm | 001466-0000 | 210024-0000 | 7693
Iuran Program Khusus Jasa Konstruksi | 001467-0000 | 820140-0000 | 12685
IWF 125 mm - 60 mm - 6 mm, panjang 12 m | 001468-0000 | 111704-0000 | 12782
IWF 125 mm - 60 mm - 6 mm, panjang 6 m | 001469-0000 | 111705-0000 | 12783
Jack Hammer | 001470-0000 | 611240-0000 | 11956
Jaminan sewa mesin fotocopy IR 2525 s/n FRz 32683 | 001471-0000 | 620007-0000 | 10265
Jamsostek | 001472-0000 | 820057-0000 | 9417
Jas Hujan (dengan Spot Light) | 001473-0000 | 611030-0000 | 9245
Jasa 150 kV 3 Phase Disconnecting Switch motor operated, 31.5 kA 2000 A without Earthing switch, complete with clamps and supporting structure for Bus Coupler bay | 001474-0000 | 323074-0000 | 9743
Jasa 150 kV Current transformer for Bus-Coupler bay complete with clamps and supporting structure comprising, Core 1, 1000-2000/1 A, Class 5P20 Class 0.2 for over current protection, Earth fault protection, instrument. Core 2, 100 | 001475-0000 | 323077-0000 | 9746
Jasa 150 kV Current Transformer for Bus-Coupler Bay complete with clamps and supporting structure comprising, Core 1, 1000-2000/1 A, Class X for Main Busbar Protection | 001476-0000 | 323076-0000 | 9745
Jasa 150/70kV, 60 MVA 3-Phase Pawer Transformer include Remote Control Panel (RCP) complete with accessories and supporting structure for mounting 150 kV and 70 kV NCT | 001477-0000 | 323088-0000 | 9757
Jasa BCTR-ROCK Galian batu masif miniman 110 cm panjang minimum 5 m di cor beton 123 tebal 30 cm dengan marking post | 001478-0000 | 411018-0000 | 8161
Jasa bongkar, pindah, dan pasang kembali lantai tingkat Mezzanine | 001479-0000 | 129140-0000 | 10196
Jasa Bore Pile | 001480-0000 | 129138-0000 | 10187
Jasa borepile (tanpa pembesian dan pengecoran | 001481-0000 | 129350-0000 | 11130
jasa borepile dia. 40cm (boring, rebar, cor) | 001482-0000 | 129353-0000 | 11197
Jasa Cor Pondasi Pad and Chimney T19 | 001483-0000 | 129139-0000 | 10188
Jasa dan Supply Pagar/Pintu Harmonika termasuk Rangka | 001484-0000 | 111618-0000 | 12033
Jasa DD-BM-1 Instalasi dengan Metode Boring mesin atau Manual 1 arah. | 001485-0000 | 424014-0000 | 8166
Jasa Hammer Test | 001486-0000 | 129391-0000 | 11549
Jasa Instalasi CCTV | 001487-0000 | 323207-0000 | 11676
Jasa Kalibrasi Compression Testing Machine | 001488-0000 | 221061-0000 | 12548
Jasa Konsultan Desain Tower | 001489-0000 | 820100-0000 | 11115
Jasa Marshalling kiosks for Bus Coupler bay | 001490-0000 | 323080-0000 | 9749
Jasa Marshalling kiosks for IBT bay | 001491-0000 | 323073-0000 | 9742
Jasa Operator | 001492-0000 | 221012-0000 | 9078
Jasa Operator Excavator | 001493-0000 | 820103-0000 | 11312
Jasa OS-SM-24 Splice/joint of single mod optical fiber, 24 core | 001494-0000 | 424008-0000 | 8329
Jasa OS-SM-48 Splice/joint of single mode optical fiber, 48 core | 001495-0000 | 424022-0000 | 8176
Jasa Pasang Tiang Pancang | 001496-0000 | 129393-0000 | 11670
Jasa pekerjaan sipil gedung kontrol | 001497-0000 | 129354-0000 | 11230
Jasa Pemancangan Tiang Pancang Beton Pracetak Prategang 40 x 40 cm | 001498-0000 | 129477-0000 | 12700
Jasa Pemancangan Tiang Pancang Beton Pracetak Prategang ukr. 400 x 400 mm / Dia. 400 mm menggunakan Drop Hammer | 001499-0000 | 129481-0000 | 12719
Jasa pemasangan antenna panel Outdoor wall mounted & penarikan kable Optik | 001500-0000 | 424164-0000 | 10383
Jasa Pemasangan Kabel FO 4 core | 001501-0000 | 424176-0000 | 12616
Jasa Pemasangan/Penarikan Kabel In Duct Fiber Optik Single Mode 24 core G 652 D (DC-OF-SM-24D) | 001502-0000 | 424149-0000 | 10173
Jasa Pembuatan Bagan | 001503-0000 | 129432-0000 | 11969
Jasa Penarikan Tali Pancing / eret-eret dengan Drone | 001504-0000 | 323209-0000 | 11767
Jasa Pencarian Lokasi Kerusakan Kabel (Service Fault Locator) | 001505-0000 | 424148-0000 | 10172
jasa pengecoran ready mix | 001506-0000 | 129352-0000 | 11194
Jasa Penggunaan Drop Hammer untuk Pelaksanaan PDA Test | 001507-0000 | 129484-0000 | 12778
Jasa Pengujian Tan Delta / Dissipation Factor untuk CT / CVT 150 kV | 001508-0000 | 323245-0000 | 12775
Jasa pengurusan SPJBTL, STO, dan SLO | 001509-0000 | 323043-0000 | 9319
Jasa Penyimpanan Barang | 001510-0000 | 611273-0000 | 12006
Jasa Screed lantai / pondasi | 001511-0000 | 129433-0000 | 12032
Jasa Sertifikasi dan Penerbitan Rekomendasi Laik Bertegangan | 001512-0000 | 323242-0000 | 12761
Jasa Sertifikasi Penerbitan Rekomendasi Laik Bertengangan | 001513-0000 | 323241-0000 | 12760
Jasa Sertifikasi Penerbitan Sertifikat Layak Operasi | 001514-0000 | 313570-0000,323210-0000 | 12111
Jasa Sewa CPC 100 termasuk Operator | 001515-0000 | 323246-0000 | 12776
Jasa Splicing Kabel FO 4 core | 001516-0000 | 424177-0000 | 12617
Jasa Tower Foundations Type BB4 Class 6 Piled | 001517-0000 | 129024-0000 | 8566
Jasa Uji Kestabilan Proteksi Busbar 150 kV (Primary Injection Test Kondisi Padam) | 001518-0000 | 323247-0000 | 12777
J-Bolt M16 x 630 mm, 3 nut, 2 plate washer, 1 spring washer | 001519-0000 | 211098-0000 | 10170
J-Bolt M24 x 500 mm, 3 nut, 2 plate washer, 1 spring washer | 001520-0000 | 211092-0000 | 9873
J-Bolt M24 x 630 mm, 3 nut, 2 plate washer, 1 spring washer | 001521-0000 | 211091-0000 | 9872
J-Bolt M30 x 770 mm, 3 nut, 2 plate washer, 1 spring washer | 001522-0000 | 211097-0000 | 10169
Jebroach Projobber 24 mm | 001523-0000 | 611177-0000 | 11662
Jebroach Projobber 26 mm | 001524-0000 | 611131-0000 | 11356
Jembatan Kabel gantung dengan 1 pole concrete tinggi 9 meter, lebar kurang dari 40m | 001525-0000 | 413104-0000 | 9510
Jendela type BV | 001526-0000 | 111526-0000 | 11444
Jendela type J1 | 001527-0000 | 111518-0000 | 11436
Jendela type J2 | 001528-0000 | 111519-0000 | 11437
Jendela type J3 | 001529-0000 | 111520-0000 | 11438
Jendela type J4 | 001530-0000 | 111521-0000 | 11439
Jendela type J5 | 001531-0000 | 111522-0000 | 11440
Jendela type J6 | 001532-0000 | 111523-0000 | 11441
Jendela type J7 | 001533-0000 | 111524-0000 | 11442
Jendela type J8 | 001534-0000 | 111525-0000 | 11443
Jetbroach Projobber 18mm | 001535-0000 | 611129-0000 | 11354
Jetbroach Projobber 22mm | 001536-0000 | 611130-0000 | 11355
Join Plat 8 mm | 001537-0000 | 111564-0000 | 11669
Joint Box | 001538-3198 | 1003198 | 4866
Joint Plat 8 mm uk.40 x 40 | 001539-0000 | 111696-0000 | 12701
Joint Plat T 5 mm for Square Pile 30 cm x 30 cm | 001540-0000 | 111690-0000 | 12679
Joint Plat T 8 mm for Square Pile 40 cm x 40 cm | 001541-0000 | 111697-0000 | 12702
Joint Sealing & Joint Filler (4 mm) | 001542-0000 | 323203-0000 | 11069
Joint Welding Tiang Pancang | 001543-0000 | 129394-0000 | 11671
Jointing from Inner TI outer MDF cables with Service | 001544-0000 | 423018-0000 | 8251
Jointing Tray W150 | 001545-0000 | 313054-0000 | 9196
Jointing Tray W300 | 001546-0000 | 211056-0000 | 9442
Jumbo Bag | 001547-0000 | 611183-0000 | 11786
Jumpart LAC dari Crossbar ke CB pakai TAL 850 mm² | 001548-0000 | 313244-0000 | 10395
Jumper Coaxial Din(m) RA-Din(m), 3m | 001549-0000 | 410014-LEON,410014-PACI | 7326
Jumper Coaxial Din(m) RA-Din(m), 5m | 001550-0000 | 413054-0000 | 9136
Jumper Coaxial Din(m) RA-N(f), 5m | 001551-0000 | 413094-0000 | 9482
Jumper Coaxial Din(m) RA-N(m), 5m | 001552-0000 | 410015-0000 | 7328
Jumper Coaxial Din(m)-Din(f), 3m | 001553-PACI | 410016-PACI | 7329
Jumper Coaxial Din(m)-Din(m), 1m | 001554-0000 | 413058-0000 | 9143
Jumper Coaxial Din(m)-Din(m), 3m | 001555-ANDR | 410017-ANDR | 7330
Jumper Coaxial Din(m)-Din(m), 5m | 001556-0000 | 410018-LEON,410018-PACI | 7331
Jumper Coaxial Din(m)-N(f), 1m | 001557-0000 | 410019-0000,410019-PACI | 7333
Jumper Coaxial Din(m)-N(f), 3m | 001558-LEON | 410020-LEON | 7335
Jumper Coaxial Din(m)-N(f), 5m | 001559-0000 | 410021-0000 | 7336
Jumper Coaxial Din(m)-N(m), 1m | 001560-0000 | 410022-0000,410022-PACI | 7338
Jumper Coaxial Din(m)-N(m), 2m | 001561-0000 | 413127-0000 | 9801
Jumper Coaxial Din(m)-N(m), 3m | 001562-0000 | 410023-0000,410023-PACI | 7340
Jumper Coaxial Din(m)-N(m), 5m | 001563-LEON | 410024-LEON | 7342
Jumper Coaxial Din(m)RA-N(f), 3m | 001564-0000 | 413096-0000 | 9484
Jumper Coaxial N (m) - N (m) 1 m | 001565-LEON | 410062-LEON | 9830
Jumper Coaxial N(m)-N(f), 0.3m | 001566-0000 | 410025-LEON,410025-RSBG,410025-ANDR | 7343
Jumper Coaxial N(m)-N(f), 1m | 001567-LEON | 410026-LEON | 7346
Jumper Coaxial N(m)-N(f), 2m | 001568-0000 | 410027-0000 | 7347
Jumper Coaxial N(m)-N(f), 3m | 001569-PACI | 410072-PACI | 10015
Jumper Coaxial N(m)-N(f), 5m | 001570-0000 | 413095-0000 | 9483
Jumper Coaxial N(m)-N(m), 0.3m | 001571-0000 | 410028-LEON,410028-PACI | 7348
Jumper Coaxial N(m)-N(m), 1m | 001572-0000 | 413051-0000 | 9089
Jumper Coaxial N(m)-N(m), 2m | 001573-0000 | 410029-RSBG,410029-PACI | 7350
Jumper Coaxial N(m)-N(m), 3m | 001574-PACI | 410030-PACI | 7352
Jumper Coaxial N(m)-N(m), 5m | 001575-0000 | 410031-RSBG,410031-LEON,410031-PACI | 7353
Jumper Coaxial Superflexible N(m)-N(m) , RA 1m | 001576-0000 | 413091-0000 | 9465
Jumper Insulator String Set 120 kN (Post Type) | 001577-0000 | 313043-0000 | 8812
Jumper Single Suspension 120 kN, l xACSR 240/40, 16mm Couple | 001578-0000 | 313031-0000 | 8555
Jumper Single Suspension String Set 120 kN For Conductor 1 x ACSR 250mm² | 001579-0000 | 313604-0000 | 12324
Jumper Single Suspension Stringset for Conductor 2xTACSR 410 | 001580-0000 | 211338-0000 | 11829
Jumper Spacer (Rigid Type) 400 Crs for conductor range 14.1-42.0 mm | 001581-0000 | 211279-0000 | 11588
Jumper sub assy | 001582-0000 | 313492-0000 | 11523
Junction Box | 001583-0000 | 211128-0000 | 10906
kabel BC 120mm | 001584-0000 | 313500-0000 | 11546
Kabel BC 150 mm² | 001585-0000 | 313450-0000 | 11303
Kabel Coaxial RG 6/P | 001586-0000 | 313529-0000 | 11675
Kabel Cu/PVC/SFWA/PVC 2C-2.5 mm | 001587-0000 | 313547-0000 | 12047
Kabel Cu/PVC/SFWA/PVC 3C-2.5 mm | 001588-0000 | 313548-0000 | 12048
Kabel eterna Nym 2x2.5 | 001589-0000 | 313472-0000 | 11366
kabel feeder 7/8 | 001590-0000 | 313445-0000 | 11196
Kabel Fiber Optic 4 Core Fig-8 G652D | 001591-0000 | 413215-0000 | 12599
Kabel grounding AAAC 50 mm | 001592-0000 | 313049-0000 | 9092
Kabel Grounding AAACS 50 mm | 001593-0000 | 313350-0000 | 10938
Kabel Las diameter 70mm Merek Superflex | 001594-0000 | 211251-0000 | 11363
Kabel N2XFGbY 4C-35mm | 001595-0000 | 313543-0000 | 12043
Kabel N2XFGbY 4C-120 mm | 001596-0000 | 313544-0000 | 12044
Kabel N2XFGbY 4C-150mm | 001597-0000 | 313545-0000 | 12045
Kabel N2XFGbY 4C-25 mm | 001598-0000 | 313542-0000 | 12042
Kabel NA2xSEFGbY 3C-25 mm | 001599-0000 | 313541-0000 | 12041
Kabel NYA 6 x 4 mm | 001600-0000 | 313065-0000 | 9227
Kabel NYAF black 4 mm² | 001601-0000 | 313773-0000 | 12739
Kabel NYAF Blue 4 mm² | 001602-0000 | 313772-0000 | 12738
Kabel NYAF Grey 1,5 mm | 001603-0000 | 313774-0000 | 12740
Kabel NYAF Grey 1,5 mm² | 001604-0000 | 313775-0000 | 12741
Kabel NYAF Red 4 mm² | 001605-0000 | 313770-0000 | 12736
Kabel NYAF Yellow 4 mm² | 001606-0000 | 313771-0000 | 12737
Kabel NYCY 4x6 | 001607-0000 | 313444-0000 | 11193
Kabel NYFGbY 4C-4 mm | 001608-0000 | 313546-0000 | 12046
Kabel NYM 3 x 1.5 mm | 001609-0000 | 313534-0000 | 11742
kabel NYSY 2x4 mm² | 001610-0000 | 313443-0000 | 11192
Kabel NYY 10 x 4 mm | 001611-0000 | 313069-0000 | 9231
Kabel NYY 4 x 4 mm | 001612-0000 | 313070-0000 | 9232
Kabel NYYHY 3X2.5mm | 001613-0000 | 611311-0000 | 12236
Kabel Power Extension 12 M | 001614-0000 | 211293-0000 | 11606
Kabel Power Extension 6 M | 001615-0000 | 211294-0000 | 11607
kabel roll panjang 50m | 001616-0000 | 313410-0000 | 11071
Kabel Sling Diameter 10 mm | 001617-0000 | 111019-0000 | 8257
Kabel Sling Diameter 12 mm | 001618-0000 | 111038-0000 | 8520
Kabel Sling Diameter 14 mm | 001619-LKL0 | 210002-LKL0 | 10613
Kabel Sling Diameter 16 mm | 001620-LKL0 | 210001-LKL0 | 10612
Kabel Sling Diameter 9 mm | 001621-0000 | 413158-0000 | 10101
Kabel Tel.Tembaga Jelly Filled, Solid PE Insulated 100 Pair, 0.6 mm | 001622-0000 | 411024-0000 | 8255
Kabinet ODC (Outdoor) 144 core dengan space untuk spliter modular termasuk material adaptor SC, pigtail, pondasi berlapis keramik, lantai kerja keramik, patok pengaman (5 buah), berikut pelabelan | 001623-0000 | 111354-0000 | 10138
Kaca Mata | 001624-0000 | 620016-0000 | 10757
kacamata las | 001625-0000 | 810085-0000 | 11384
kain mitela | 001626-0000 | 810098-0000 | 11558
Kalibrasi alat site master | 001627-0000 | 424173-0000 | 11214
Kalibrasi theodolite | 001628-0000 | 620002-0000 | 10025
Kanstin beton K-175 ukuran 40x20x10 untuk switchyard | 001629-0000 | 129269-0000 | 10789
Kanstin beton K-175 ukuran 60x30x20x16 untuk jalan | 001630-0000 | 129270-0000 | 10790
kantong plastik bersih | 001631-0000 | 810102-0000 | 11564
Kantor Lapangan (direksi keet 4X6M) & Gudang | 001632-0000 | 111346-0000 | 9925
Kaos Lengan Panjang | 001633-0000 | 810117-0000 | 12177
kapas 25 gram | 001634-0000 | 810097-0000 | 11557
Kartu Perdana | 001635-0000 | 611041-0000 | 9823
Karung Plastik 50 Kg | 001636-0000 | 111608-0000 | 11821
kasa steril | 001637-0000 | 810092-0000 | 11552
Kaso Baja Ring 0.75 x 6 m | 001638-0000 | 111567-0000 | 11682
Kasur Busa 65x192x2 cm | 001639-0000 | 620027-0000 | 11347
Kasur Busa 90 x 200 | 001640-0000 | 810042-0000 | 11022
Kawat Bendrat | 001641-0000 | 121017-0000,1001218 | 8274
Kawat Duri | 001642-0000 | 111022-0000 | 8287
Kawat duri | 001643-0000 | 111470-0000 | 10995
Kawat Galvanis 1 mm | 001644-0000 | 211316-0000 | 11692
Kawat Galvanis 2 mm | 001645-0000 | 111657-0000 | 12251
Kawat Harmonika Galvanis 2 mm (5 cm x 5 cm) | 001646-0000 | 111634-0000 | 12106
kawat las | 001647-0000 | 211193-0000 | 11242
Kawat Las RB26 | 001648-0000 | 211250-0000 | 11359
kayu 2x2 | 001649-0000 | 111530-0000 | 11469
kayu 2x3x4 m | 001650-0000 | 111011-0000 | 8210
Kayu Kaso 1x2 4m | 001651-0000 | 111033-0000 | 8352
Kayu Kaso 2x3 4m | 001652-0000 | 111034-0000 | 8353
Kayu Kaso 4/6 | 001653-0000 | 111449-0000 | 10699
Kayu Kaso 4/6 x 4 mtr | 001654-0000 | 111282-0000 | 9116
Kayu Kaso 5/7 (Alba) | 001655-0000 | 111007-0000 | 8127
Kayu Reng 2x3 | 001656-0000 | 111014-0000 | 8216
Kebersihan Lingkungan | 001657-0000 | 820096-0000 | 10443
Kend. Operasional | 001658-0000 | 820031-0000,820039-0000,820047-0000 | 9164
Kendaraan Pick Up | 001659-0000 | 820033-0000,820041-0000,820049-0000 | 9166
Keramik 30x30cm | 001660-2821 | 1002821 | 4317
Keramik Lantai/Ubin, Ukuran 40 x 40 cm | 001661-0000 | 111502-0000,111503-0000 | 11413
Keramik Plint Ukuran 15 x 40 | 001662-0000 | 111533-0000 | 11473
Keramik Tahan Asam, 40 x 40 cm | 001663-0000 | 111506-0000 | 11418
Keramik Tahan Asam, 60 x 60 cm | 001664-0000 | 211253-0000 | 11419
Keramik/Ubin, 20 x 20 cm | 001665-0000 | 111504-0000 | 11416
Keramik/Ubin, 20 x 25 cm | 001666-0000 | 111505-0000 | 11417
Keramik/Ubin, 60 x 60 cm | 001667-0000 | 111689-0000 | 12667
Kerangkeng besi untuk ODC | 001668-0000 | 413131-0000 | 9807
Kerangkeng ODC 144 | 001669-0000 | 413166-0000 | 10148
Kerangkeng ODC 288 | 001670-0000 | 413165-0000 | 10147
Kerbs (15x30x50cm) | 001671-0000 | 111331-0000 | 9701
Kerikil | 001672-0000 | 111205-0000 | 8417
Kertas A3 70 gram | 001673-0000 | 810052-0000 | 11102
Kertas A3 80 gr | 001674-0000 | 810016-0000 | 10009
kertas A4 70 gram | 001675-0000 | 810049-0000 | 11099
Kertas A4 80 gr | 001676-0000 | 810015-0000 | 10008
Kertas Packing AO warna coklat | 001677-0000 | 810037-0000 | 10562
Kertas Pembatas A4 ( Biru ) | 001678-0000 | 611092-0000 | 10277
Kertas Pembatas A4 ( Hijau ) | 001679-0000 | 611090-0000 | 10275
Kertas Pembatas A4 ( Kuning ) | 001680-0000 | 611091-0000 | 10276
Kertas Pembatas A4 ( Pink ) | 001681-0000 | 611089-0000 | 10274
Kirim mobil surabaya - jakarta | 001682-0000 | 720042-0000 | 11029
Klam Selang 4 Inch | 001683-0000 | 611200-0000 | 11854
Klamp Selang 6 Inch | 001684-0000 | 611199-0000 | 11853
Klem Tambat | 001685-0000 | 413065-0000 | 9290
Knee L PVC 3 inch | 001686-0000 | 111587-0000 | 11747
Konduktor A2C Lupine 1267 | 001687-0000 | 313437-0000 | 11185
Konduktor A3C 300 | 001688-0000 | 313439-0000 | 11187
Konduktor A3C 630 | 001689-0000 | 313438-0000 | 11186
Konektor RJ-45 | 001690-0000 | 413164-0000 | 10127
Konfigurasi IED Main Protection | 001691-0000 | 323232-0000 | 12610
Konfigurasi Relay IED Main Protection | 001692-0000 | 313734-0000 | 12609
Konsumsi | 001693-0000 | 129100-0000 | 9288
Kop Surat logo IMD | 001694-0000 | 810041-0000 | 10664
Kop Surat QDC (3 colours) | 001695-0000 | 810038-0000 | 10619
Koral (dia 5 - 7 cm) | 001696-0000 | 111562-0000 | 11667
Koral (dia 5 - 7 cm) di dalam underground drainage | 001697-0000 | 129244-0000 | 10749
Kran Air | 001698-0000 | 2000976.1002 | 3281
kuas 2.5 inch | 001699-0000 | 611106-0000 | 10647
Kuku Macan 12mm | 001700-0000 | 311011-0000 | 8459
kunci momen / torsi | 001701-0000 | 611148-0000 | 11401
Kunci Pas 24 inch | 001702-0000 | 611104-0000 | 10643
Kunci Pipa 24 Inch | 001703-0000 | 211409-0000 | 12016
Kunci Pipa 36 Inch | 001704-0000 | 211410-0000 | 12017
Kunci Pipa Rantai 6 Inch | 001705-0000 | 211408-0000 | 12015
Kunci Ring 24 inch | 001706-0000 | 611103-0000 | 10642
kunci ring pas 19mm | 001707-0000 | 611149-0000 | 11402
kunci ring pas 24mm | 001708-0000 | 611150-0000 | 11403
Kunci Ring Pas 30x32 mm Max Power | 001709-0000 | 611133-0000 | 11358
Kunci Ring Pas 36mm Max Power | 001710-0000 | 611132-0000 | 11357
Kunci Ring Pas Set 8-19 Mm | 001711-0000 | 611270-0000 | 12002
Kunci Ring Pas Set 8-32 Mm | 001712-0000 | 611278-0000 | 12019
Kunci Ring Pass 22mm | 001713-0000 | 611254-0000 | 11986
Kunci Ring Pass 27mm | 001714-0000 | 611255-0000 | 11987
Kunci Ring Pass 32mm | 001715-0000 | 611256-0000 | 11988
Kunci Ring Pass 36mm | 001716-0000 | 611257-0000 | 11989
Kunci Ring Rachet Skalfonding 24 x 27 MM | 001717-0000 | 211309-0000 | 11664
Kunci Ring Rachet Skalfonding 30 x 32 MM | 001718-0000 | 211310-0000 | 11665
Kunci Torsi 1000 Nm | 001719-0000 | 611259-0000 | 11991
Kunci Torsi 340 Nm | 001720-0000 | 611274-0000 | 12007
Kunci Torsi 810 Nm | 001721-0000 | 611258-0000 | 11990
Kursi Kantor | 001722-0000 | 810113-0000 | 11973
Kursi luar ruang ( outdoor ) | 001723-0000 | 810115-0000 | 11975
KVM Extender USB | 001724-0000 | 910012-0000 | 12811
KVM VGA Switch | 001725-0000 | 910009-0000 | 11977
KVN HDMI Switch | 001726-0000 | 910010-0000 | 11978
kWH Box | 001727-0000 | 313038-0000 | 8711
KWH Meter 3Phase assembled with Box OKA, Wiring and MCB 3Phase 25 A & Terra Certificate | 001728-0000 | 313052-0000 | 9095
L Konektor 45o A2C Lupine 2 x 1267 to Plate 8 - Holes Dia. 14 | 001729-0000 | 211152-0000 | 11159
L Konektor 45o A3C 300 to Plate 8 - Holes Dia. 14 | 001730-0000 | 211156-0000 | 11163
L Konektor 45o A3C 630 to Plate 8 - Holes Dia. 14 | 001731-0000 | 211154-0000 | 11161
Labeling kabel FO Telkom | 001732-0000 | 413146-0000 | 9940
Lable printer 9mm | 001733-CASI | 410070-CASI | 7424
Lakban kertas | 001734-0000 | 410072-0000 | 7426
Laminating / Fotocopy | 001735-0000 | 620004-0000 | 10260
Lampu dalam Cubicle Panel | 001736-0000 | 313726-0000 | 12579
Lampu LED 10 -11 W | 001737-0000 | 313535-0000 | 11770
Lampu LED Bulb 4 W | 001738-0000 | 313733-0000 | 12595
Lampu LED Tabung 18 W 1200 mm | 001739-0000 | 313699-0000 | 12544
Lampu Penerang jalan Sementara | 001740-0000 | 313046-0000 | 9065
Lampu Philips Helix 32 Watt | 001741-PHIL | 610001-PHIL | 10167
Lampu PJU Mercury | 001742-0000 | 313524-0000 | 11658
lampu senter | 001743-0000 | 611163-0000 | 11562
Lampu Sorot | 001744-0000 | 313525-0000 | 11659
Lampu Untuk Cubicle Panel | 001745-0000 | 313725-0000 | 12578
Lampu untuk digunakan di dalam Cubicle Panel | 001746-0000 | 313727-0000 | 12580
LAN Tester | 001747-0000 | 810046-0000 | 11032
Langsir Material | 001748-0000 | 129228-0000 | 10709
Langsir Material Pondasi | 001749-0000 | 720043-0000 | 11082
Langsir material tower T35 type CC | 001750-0000 | 129146-0000 | 10210
Langsir Pondasi Kondisi Berat (diatas 45 derajat) | 001751-0000 | 129167-0000 | 10332
Langsir Pondasi Kondisi Ringan (0 - 15 derajat) | 001752-0000 | 720050-0000 | 11919
Langsir Pondasi Kondisi Ringan (0 - 15 derajat) | 001753-0000 | 129147-0000 | 10212
Langsir Pondasi Kondisi Sedang (15 - 45 derajat) | 001754-0000 | 129148-0000 | 10213
Langsir Tower Kondisi Berat (diatas 45 derajat) | 001755-0000 | 221036-0000 | 10336
Langsir Tower Kondisi Ringan (0 - 15 derajat) | 001756-0000 | 221034-0000 | 10334
Langsir Tower Kondisi Sedang (15 - 45 derajat) | 001757-0000 | 221035-0000 | 10335
lanji bodygrip | 001758-0000 | 611151-0000 | 11404
Lansir material pondasi | 001759-0000 | 129221-0000 | 10665
Laporan Hasil Pemeriksaan & Pengujian Peralatan K3 dan Surat Keterangan atas Pemenuhan Persyaratan K3 | 001760-0000 | 820125-0000 | 12244
Laporan Surveyor | 001761-0000 | 820139-0000 | 12547
Laptop / Komputer | 001762-0000 | 611047-0000 | 10084
larutan saline (aquades) 100ml | 001763-0000 | 810103-0000 | 11565
LC13E01186P1 Hames | 001764-KOBE | 410008-KOBE | 10629
Leader Fee | 001765-0000 | 424048-0000 | 9085
Leadger Brace UBL 150/200 | 001766-0000 | 611332-0000 | 12274
Leadger Brace UBL 250/200 | 001767-0000 | 611331-0000 | 12273
LED ClearFlood | 001768-0000 | 313566-0000 | 12071
LED Downlight | 001769-0000 | 313565-0000 | 12070
LED Floodlight | 001770-0000 | 313567-0000 | 12072
LED Recessed Lighting | 001771-0000 | 313564-0000 | 12069
Ledger Brace Rent | 001772-0000 | 129439-0000 | 12206
Ledger Brace UBL 150/200 | 001773-0000 | 611333-0000 | 12275
Ledger Brace UBL 250/200 | 001774-0000 | 611334-0000 | 12276
Ledger UH 150 Plus | 001775-0000 | 611336-0000 | 12278
Ledger UH 250 Plus | 001776-0000 | 611335-0000 | 12277
Lem beton | 001777-0000 | 111546-0000 | 11507
Lembaran GRC L 1220mm x P 2440mm Tebal 4mm | 001778-0000 | 111667-0000 | 12407
Lever Hoist 3 Ton x 5 Meter | 001779-0000 | 611220-0000 | 11932
License Firewall | 001780-0000 | 460004-0000 | 12686
License Software work station | 001781-ABB0 | 320001-ABB0 | 10171
Life Line Roof | 001782-0000 | 611141-0000 | 11388
Light-emitting diode (LED) Flood Light 1 x 100 W complete with support, fuse box, grounding system and installation of cable conduit and wiring and all accessories for Switchyard | 001783-0000 | 313412-0000 | 11081
Light-emitting diode (LED) Street Light 1 x 125 W complete with lighting column 9 m high, fuse box, grounding system and installation of cable conduit and wiring and all accessories and foundation of column | 001784-0000 | 313411-0000 | 11080
LINE BAY 150 kV Three phase Circuit Breaker (3x single phase) | 001785-0000 | 211125-0000 | 10903
Line Bay Test (intertripping and stability test for MPU Line Bay Substation to Substation) | 001786-0000 | 323215-0000 | 12352
LINE BAY150 kV CB Steel Support | 001787-0000 | 111451-0000 | 10815
LINE BAY150 kV CT Steel Support | 001788-0000 | 111455-0000 | 10824
LINE BAY150 kV Current Tranformer (CT) | 001789-0000 | 313299-0000 | 10820
LINE BAY150 kV CVT Steel Support for point | 001790-0000 | 111456-0000 | 10825
LINE BAY150 kV Disconnecting Switch (DS) | 001791-0000 | 111452-0000,313297-0000 | 10816
LINE BAY150 kV Disconnecting Switch (DSE) | 001792-0000 | 313298-0000 | 10819
LINE BAY150 kV DS Steel Support | 001793-0000 | 111453-0000 | 10817
LINE BAY150 kV DSE Steel Support | 001794-0000 | 111454-0000 | 10821
LINE BAY150 kV LA Steel Support | 001795-0000 | 111457-0000 | 10826
LINE BAY150 kV Single phase Capacitor Voltage Transformer | 001796-0000 | 313301-0000 | 10823
LINE BAY150 kV Single phase Lightning Arrester | 001797-0000 | 313300-0000 | 10822
Line Conductor Spacer (Jumper) 200 mm for TACSR 410 mm² | 001798-0000 | 313175-0000 | 9890
Line conductor spacer (jumper) 200mm for ACCC 223/28mm² (Copenhagen) | 001799-0000 | 313104-0000 | 9605
Line Conductor Spacer (Span) 400 mm for TACSR 410 mm² | 001800-0000 | 313174-0000 | 9889
Line conductor spacer (span) 400mm for ACCC 223/28mm² (Copenhagen) | 001801-0000 | 313103-0000 | 9604
Line conductor vibration damper for ACCC 223/28mm² (Copenhagen) | 001802-0000 | 313102-0000 | 9603
Line Conductor Vibration Damper for ACSR/AS 240/40 mm² | 001803-0000 | 313024-0000 | 8548
Line conductor vibration dampers for ACSR 250 mm² | 001804-0000 | 211460-0000 | 12318
Line End Arching Horn | 001805-0000 | 313482-0000 | 11513
Line Trap 1 mH, 40 kA | 001806-0000 | 313351-0000 | 10948
Lineman Platform | 001807-0000 | 611306-0000 | 12126
Lines For ACSR Zebra, Hawk, dan Dove | 001808-DNMK | 610004-DNMK | 10473
Linggis | 001809-0000 | 611161-0000 | 11506
Lis Gypsum | 001810-0000 | 111568-0000 | 11683
Lisplank L 20 cm x P 244 cm x T 0.8 cm | 001811-0000 | 111668-0000 | 12408
LMU, COUPLING FILTER AND COAXIAL CABLE. | 001812-0000 | 313160-0000,323108-0000 | 9775
Loading/Unloading | 001813-0000 | 820007-0000 | 8181
Loading/Unloading (IBC Project) | 001814-0000 | 820059-0000 | 9461
Loan | 001815-0000 | 820128-0000 | 12314
LP13E01028P1 Hames | 001816-KOBE | 410007-KOBE | 10628
LP13E01029P3 Hames | 001817-KOBE | 410006-KOBE | 10627
LP13E01034P1 Hames | 001818-KOBE | 410010-KOBE | 10631
LP22E00039F3 Controller | 001819-KOBE | 410003-KOBE | 10624
LP22EOOO14F1 Controller Install | 001820-0000 | 424167-0000 | 10622
LP24EOOO05F1 Relay Box Assy | 001821-KOBE | 410002-KOBE | 10623
LV Power and multicore Control Cables include all accessories | 001822-0000 | 323187-0000 | 10764
LV Power and multicore Control Cables NYSY (14Cx2,5) | 001823-0000 | 313332-0000 | 10866
LV Power and multicore Control Cables NYSY (19Cx2,5) | 001824-0000 | 313334-0000 | 10868
LV Power and multicore Control Cables NYSY (1Cx185) | 001825-0000 | 313319-0000 | 10853
LV Power and multicore Control Cables NYSY (1Cx50) | 001826-0000 | 313321-0000 | 10855
LV Power and multicore Control Cables NYSY (27Cx2,5) | 001827-0000 | 313326-0000 | 10860
LV Power and multicore Control Cables NYSY (2Cx10) | 001828-0000 | 313323-0000 | 10857
LV Power and multicore Control Cables NYSY (2Cx2,5) | 001829-0000 | 313328-0000 | 10862
LV Power and multicore Control Cables NYSY (2Cx6) | 001830-0000 | 313325-0000 | 10859
LV Power and multicore Control Cables NYSY (4Cx16) | 001831-0000 | 313322-0000 | 10856
LV Power and multicore Control Cables NYSY (4Cx2,5) | 001832-0000 | 313330-0000 | 10864
LV Power and multicore Control Cables NYSY (4Cx6) | 001833-0000 | 313324-0000 | 10858
LV Power and multicore Control Cables NYSY (7Cx2,5) | 001834-0000 | 313331-0000 | 10865
LV power cable, control cable and accessories | 001835-0000 | 323068-0000 | 9737
LV power cable, control cable and accessories | 001836-0000 | 313125-0000 | 9642
LV Switchgear Panel | 001837-0000 | 313551-0000 | 12052
Macam-macam kue | 001838-0000 | 840001-0000 | 12245
Machine Rent Canon | 001839-0000 | 620010-0000 | 10269
Magnetic Drilling Machine - SMD 352 | 001840-AGPT | 610001-AGPT | 10604
Main Gate- Beam utama (Beton K 225, Pembesian 300 kg/m3, bekisting) | 001841-0000 | 129275-0000 | 10795
Main Gate- Kolom utama (Beton K 225, Pembesian 300 kg/m3, bekisting) | 001842-0000 | 129274-0000 | 10794
Main Gate- Lantai kerja | 001843-0000 | 129271-0000 | 10791
Main Gate- Pasangan Batu Bata tinggi 3.00 m | 001844-0000 | 129276-0000 | 10796
Main Gate- Pondasi Beton (Beton K 225, Pembesian 150 kg/m3, bekisting) | 001845-0000 | 129273-0000 | 10793
Main Gate- Ring balok utama (Beton K 225, Pembesian 250 kg/m3, bekisting) | 001846-0000 | 129277-0000 | 10797
Mainframe scaffolding 1.9 meter | 001847-0000 | 211341-0000 | 11840
Maktec MT240 Mesin Cut Off | 001848-0000 | 611097-0000 | 10412
Manhole / Handhole | 001849-0000 | 111371-0000 | 10286
Marker Strip MS-100 | 001850-0000 | 313466-0000 | 11336
Marker Strip MS-135 | 001851-0000 | 313467-0000 | 11337
Marker Strip MS-65 | 001852-0000 | 313465-0000 | 11335
Marker tube 10 mm | 001853-0000 | 313761-0000 | 12710
Marker Tube 2,5 mm | 001854-0000 | 313468-0000 | 11338
Marker Tube 4 mm | 001855-0000 | 313469-0000 | 11339
Marker Tube 6 mm | 001856-0000 | 313470-0000 | 11340
Marker Tube 8 mm | 001857-0000 | 313471-0000 | 11341
Marketing Fee | 001858-0000 | 820019-0000 | 8688
Marking post of Benchmark (BM) | 001859-0156 | 11000156 | 5678
Marshalling Kiosk | 001860-0000 | 111314-0000 | 9680
Marshalling kiosks for 150/20 kV Transformer Bay | 001861-0000 | 313799-0000 | 12772
Marshalling kiosks for Bus-Coupler bay | 001862-0000 | 313137-0000 | 9654
Marshalling kiosks for IBT bay | 001863-0000 | 313130-0000 | 9647
Marshalling kiosks for line bay | 001864-0000 | 323067-0000 | 9736
Marshalling kiosks for line bay | 001865-0000 | 313124-0000 | 9641
Masker Disposable | 001866-0000 | 611032-0000 | 9247
Masking Tape Police Line | 001867-0000 | 810068-0000 | 11217
MASTER And MODBUS, PROTOCOL | 001868-0000 | 313353-0000 | 10955
Mata Bobok Chisel Spade | 001869-0000 | 611239-0000 | 11955
Mata Bor | 001870-0000 | 611294-0000 | 12082
Mata Bor Spiral dia.40 cm | 001871-0000 | 611204-0000 | 11858
Mata Bor Spiral dia.60 cm | 001872-0000 | 611341-0000 | 12545
Mata Bor Spiral dia.60 cm | 001873-0000 | 611339-0000 | 12439
mata cutting wheel 14 inchi | 001874-0000 | 611153-0000 | 11406
mata cutting wheel 4 inchi | 001875-0000 | 611152-0000 | 11405
Mata Gerinda | 001876-0000 | 611105-0000 | 10644
Mata Gerinda 7 Inch | 001877-0000 | 111652-0000 | 12235
Mata Gerindra | 001878-0000 | 211323-0000 | 11752
Mata Gerindra Amplas | 001879-0000 | 211324-0000 | 11754
Mata Potong Batu | 001880-0000 | 611293-0000 | 12081
Mata shock torsi 19mm | 001881-0000 | 611260-0000 | 11992
Mata shock torsi 22mm | 001882-0000 | 611261-0000 | 11993
Mata shock torsi 24mm | 001883-0000 | 611262-0000 | 11994
Mata shock torsi 27mm | 001884-0000 | 611263-0000 | 11995
Mata shock torsi 30mm | 001885-0000 | 611264-0000 | 11996
Mata shock torsi 32mm | 001886-0000 | 611265-0000,611266-0000 | 11997
Mata shock torsi 36mm | 001887-0000 | 611267-0000 | 11999
Material BCTR-ROCK Galian batu masif miniman 110 cm panjang minimum 5 m di cor beton 123 tebal 30 cm dengan marking post | 001888-0000 | 424023-0000 | 8177
Material besi dan baja, CNP 150.50.25 | 001889-0000 | 111368-0000 | 10221
Material besi dan baja, IWF 200.100.5,5.8 | 001890-0000 | 111367-0000 | 10220
Material Conductor TAL 660mm² | 001891-0000 | 313285-0000 | 10667
Material Cor K300 | 001892-0000 | 111365-0000 | 10197
Material Formwork (Termasuk paku,kaso,multiplek) | 001893-0000 | 111026-0000 | 8339
Material Handhole Type HH2 | 001894-0000 | 111297-0000 | 9344
Material Partisi Ruangan | 001895-0000 | 111491-0000 | 11182
Material Pondasi Bored Pile Dia. 50cm termasuk Mob Demob, Besi Beton, Mix Design, dan Test Kubus | 001896-0000 | 111269-0000 | 9033
Material Pondasi Bored Pile Dia. 60cm termasuk Mob Demob, Besi Beton, Mix Design, dan Test Kubus | 001897-0000 | 111270-0000 | 9034
Material Pondasi ODC | 001898-0000 | 111298-0000 | 9353
Material Pondasi Tiang | 001899-0000 | 111299-0000 | 9354
Material Pondasi Tower termasuk Mob Demob, Besi Beton, Mix Design, dan Test Kubus | 001900-0000 | 111268-0000 | 9032
Material Pondasi Tower Tipe AA | 001901-0000 | 111360-0000 | 10179
Material Pondasi Tower Tipe AA2-1 | 001902-0000 | 111372-0000 | 10300
Material Pondasi Tower Tipe AA2-2 | 001903-0000 | 111373-0000 | 10302
Material Pondasi Tower Tipe AA3 | 001904-0000 | 111374-0000 | 10304
Material Pondasi Tower Tipe AA3W-1 | 001905-0000 | 111375-0000 | 10306
Material Pondasi Tower Tipe AA3W-2 | 001906-0000 | 111376-0000 | 10308
Material Pondasi Tower Tipe AA3W-3 | 001907-0000 | 111377-0000 | 10310
Material Pondasi Tower Tipe AA3W-4 | 001908-0000 | 111378-0000 | 10312
Material Pondasi Tower Tipe AA5 | 001909-0000 | 111379-0000 | 10314
Material Pondasi Tower Tipe AA6-1 | 001910-0000 | 111380-0000 | 10316
Material Pondasi Tower Tipe AA6-2 | 001911-0000 | 111381-0000 | 10318
Material Pondasi Tower Tipe AA6-3 | 001912-0000 | 111382-0000 | 10320
Material Pondasi Tower Tipe AA6-4 | 001913-0000 | 111383-0000 | 10322
Material Pondasi Tower Tipe AA6-5 | 001914-0000 | 111384-0000 | 10324
Material Pondasi Tower Tipe AA6-6 | 001915-0000 | 111385-0000 | 10326
Material Pondasi Tower Tipe AA6-7 | 001916-0000 | 111386-0000 | 10328
Material Pondasi Tower Tipe AA6-8 | 001917-0000 | 111387-0000 | 10330
Material Pondasi Tower Tipe BB1 | 001918-0000 | 111237-0000 | 8632
Material Pondasi Tower Tipe BB2 | 001919-0000 | 111240-0000 | 8635
Material Pondasi Tower Tipe BB3 | 001920-0000 | 111241-0000 | 8636
Material Pondasi Tower Tipe BB3W-1 | 001921-0000 | 111242-0000 | 8637
Material Pondasi Tower Tipe BB3W-2 | 001922-0000 | 111243-0000 | 8638
Material Pondasi Tower Tipe CC2 | 001923-0000 | 111238-0000 | 8633
Material Pondasi Tower Tipe CC5 | 001924-0000 | 111244-0000 | 8639
Material Pondasi Tower Tipe CC6 | 001925-0000 | 111245-0000 | 8640
Material Pondasi Tower Tipe DD3W | 001926-0000 | 111239-0000 | 8634
Material Pondasi Tower Type Aa2 class 5 | 001927-0000 | 111388-0000 | 10347
Material Pondasi Type Aa2 class 1 | 001928-0000 | 111391-0000,111392-0000 | 10356
Material Pondasi Type Aa2 class 4 | 001929-0000 | 111393-0000 | 10362
Material Pondasi Type Bb2 class 1 | 001930-0000 | 111394-0000 | 10365
Material Pondasi Type Cc2 class 3 | 001931-0000 | 111390-0000 | 10353
Material Pondasi Type Cc2 class 5 | 001932-0000 | 111389-0000 | 10350
Material Pondasi Type DSP Class 3 Pad and Chimney with Piled | 001933-0000 | 111254-0000 | 8649
Material Pondasi Type SSP5 Class 2 Pad and Chimney with Piled | 001934-0000 | 111246-0000 | 8641
Material Pondasi Type SSP5 Class 3 Pad and Chimney with Piled | 001935-0000 | 111247-0000 | 8642
Material Pondasi Type TSP15 Class 2 Pad and Chimney with Piled | 001936-0000 | 111248-0000 | 8643
Material Pondasi Type TSP15 Class 3 Pad and Chimney with Piled | 001937-0000 | 111249-0000 | 8644
Material Pondasi Type TSP15 Class 5 Pad and Chimney (Enlarged) or Raft with Piled | 001938-0000 | 111250-0000 | 8645
Material Pondasi Type TSP30 Class 2 Pad and Chimney with Piled | 001939-0000 | 111251-0000 | 8646
Material Pondasi Type TSP30 Class 3 Pad and Chimney with Piled | 001940-0000 | 111252-0000 | 8647
Material Pondasi Type TSP60 Class 3 Pad and Chimney with Piled | 001941-0000 | 111253-0000 | 8648
Material selain material utama | 001942-0000 | 111281-0000 | 9112
Material Shotcrete tebal 10 sd 12 cm, wire mesh dia. 6x150x150 mm | 001943-0000 | 111296-0000 | 9333
Material Side ditch, concrete lining U type uk. 40x40 cm | 001944-0000 | 111295-0000 | 9321
Material Tanah Merah | 001945-0000 | 111031-0000 | 8344
material Tension String set for OPGW 70 | 001946-0000 | 313181-0000 | 9930
MCB 1 Phase 40A | 001947-0000 | 313172-0000 | 9875
MCB 10 Ampere | 001948-0000 | 313060-0000 | 9222
MCB 16 Ampere | 001949-0000 | 313059-0000 | 9221
MCB 2P DC C16 S202 with Auxiliary | 001950-0000 | 313788-0000 | 12754
MCB 2P DC C20 S202 with Auxiliary | 001951-0000 | 313789-0000 | 12755
MCB 3 phase 100 A | 001952-0000 | 313532-0000 | 11689
MCB 3 Pole 40 A 400 VAC | 001953-0000 | 313230-0000 | 10267
MCB 32 Ampere | 001954-0000 | 313058-0000 | 9220
MCB 3P AC C16 S203 with Auxiliary | 001955-0000 | 313787-0000 | 12753
MCB 3P AC C40 S203 with Auxiliary | 001956-0000 | 313786-0000 | 12752
MCB AC 1P/20A 4.5kA | 001957-0000 | 211487-0000,313868-0000 | 12880
MCB AC 2P/10A with Aux | 001958-0000 | 313776-0000 | 12742
MCB AC 2P/10A with Aux | 001959-0000 | 313777-0000 | 12743
MCB AC 2P/10A with Aux A9A26924 | 001960-0000 | 313782-0000 | 12748
MCB AC 2P/10A with Aux A9F44210 | 001961-0000 | 313781-0000 | 12747
MCB AC 2P/20A 6kA | 001962-0000 | 313866-0000 | 12878
MCB AC 3P/50A 10 kA | 001963-0000 | 313867-0000 | 12879
MCB DC 2 Pole/Phasa 50 A | 001964-0000 | 313531-0000 | 11688
MCB DC 2P/20A | 001965-0000 | 313870-0000 | 12883
MCB DC 2P/6A with Aux | 001966-0000 | 313779-0000,313780-0000,313778-0000 | 12745
MCB DC 2P/6A with Aux A9N26924 | 001967-0000 | 313784-0000 | 12750
MCB DC 2P/6A with Aux A9N61526 | 001968-0000 | 313783-0000 | 12749
MCB-AC 2P/10A 6 kA | 001969-0000 | 313690-0000 | 12528
MCB-AC 2P/10A 6 kA with Aux | 001970-0000 | 313670-0000 | 12484
MCB-AC 2P/16A 6kA | 001971-0000 | 313696-0000 | 12534
MCB-AC 2P/16A 6kA with Aux | 001972-0000 | 313680-0000,313684-0000 | 12494
MCB-AC 2P/2A 6kA | 001973-0000 | 313695-0000 | 12533
MCB-AC 2P/2A 6kA with Aux | 001974-0000 | 313678-0000 | 12492
MCB-AC 2P/6A 6kA | 001975-0000 | 313691-0000 | 12529
MCB-AC 2P/6A 6kA with Aux | 001976-0000 | 313679-0000 | 12493
MCB-AC 4P/20A 6kA | 001977-0000 | 313731-0000 | 12592
MCB-AC 4P/20A 6kA | 001978-0000 | 313692-0000 | 12530
MCB-AC 4P/20A 6kA with Aux | 001979-0000 | 313681-0000 | 12495
MCB-AC 4P/25A 6kA | 001980-0000 | 313693-0000 | 12531
MCB-AC 4P/25A 6kA with Aux | 001981-0000 | 313682-0000 | 12496
MCB-AC 4P/2A 6kA | 001982-0000 | 313732-0000 | 12593
MCB-AC 4P/32A 6kA | 001983-0000 | 313694-0000 | 12532
MCB-AC 4P/32A 6kA with Aux | 001984-0000 | 313683-0000 | 12497
MCCB 50 Ampere | 001985-0000 | 313057-0000 | 9219
MCM Box | 001986-0000 | 211039-0000 | 9098
MCT c/w Frame, Plate & Cable module | 001987-0000 | 313562-0000 | 12067
ME Work Grounding SystemGrounding | 001988-0000 | 129301-0000 | 10896
Medical check up (MCU) | 001989-0000 | 820068-0000 | 9858
Medical Expenses | 001990-0000 | 820076-0000 | 9867
Medical In | 001991-0000 | 820083-0000 | 10019
Medical Out | 001992-0000 | 820084-0000 | 10020
Meja Kantor | 001993-0000 | 111616-0000 | 11972
meja luar ruang ( outdoor ) | 001994-0000 | 810114-0000 | 11974
Member Fittment Suspension | 001995-0000 | 313228-0000 | 10182
Member Fittment Tension | 001996-0000 | 313227-0000 | 10181
Member Fittment Tension Special ( Type 4DD6 ) | 001997-0000 | 313256-0000 | 10409
Membersihkan Lapangan dan Perataan | 001998-0000 | 121009-0000 | 7729
Mercury Vapour Flouresent light 1 x 250 W complete with lighting column 9 m high, fuse box, grounding system and installation of cable conduit and wiring and all accessories and foundation of column | 001999-0000 | 323110-0000,313156-0000 | 9789
Mercury Vapour Flouresent light 1 x 250 W complete with support, fuse box, grounding system and installation of cable conduit and wiring and all accessories for Switchyard | 002000-0000 | 323111-0000,313157-0000 | 9790
Mesh Shock Joints Conductor ACSR Hawk 200-300 30 kN | 002001-SAIN | 610003-SAIN | 10469
Mesh Shock Joints Conductor ACSR Zebra 300-400 30 kN | 002002-SAIN | 610002-SAIN | 10468
Mesin Cuci AC | 002003-0000 | 810084-0000 | 11379
Mesin Diesel 24 HP - Max 26 HP | 002004-0000 | 611235-0000 | 11949
Mesin Diesel 28-30 Hp | 002005-0000 | 611192-0000 | 11846
Mesin Diesel 7-8 HP | 002006-0000 | 611182-0000 | 11784
Mesin Genset 5000 Watt | 002007-0000 | 611241-0000 | 11957
Mesin Genset 6000 Watt | 002008-0000 | 211192-0000 | 11241
Mesin Genset 6500 Watt | 002009-0000 | 611299-0000 | 12092
Mesin Las Merek Lakoni 900 watt | 002010-0000 | 611135-0000 | 11361
Mesin Molen Beton Kapasitas 50 kg | 002011-0000 | 611099-0000 | 10414
Mesin Pompa Air 4 Inch | 002012-0000 | 611277-0000 | 12018
Mesin Pompa Air 6 Inch | 002013-0000 | 611193-0000 | 11847
Mesin pompa kodok (pompa cor) | 002014-0000 | 111366-0000 | 10198
Mesin Potong Rumput | 002015-0000 | 611236-0000 | 11952
Mesin Semprot Air | 002016-0000 | 611248-0000 | 11976
Mesin Tempel Perahu 4 HP | 002017-0000 | 211346-0000 | 11845
Mesin Uji Tekan | 002018-0000 | 611186-0000 | 11806
Mesiu Serbuk 90 gr | 002019-0000 | 211061-0000 | 9457
metal work gates | 002020-0000 | 111280-0000 | 9105
MH-HH2 Pembuatan dan instalasi Handhole HH2, material dan jasa | 002021-0000 | 424013-0000 | 8165
Microphone | 002022-0000 | 211295-0000 | 11608
Microwave Oven | 002023-0000 | 660001-0000 | 12435
Midspan Joint for Conductor 240 / 40 mm² | 002024-0000 | 313255-0000 | 10406
Midspan Joint For Conductor ACSR 250 mm² | 002025-0000 | 211461-0000 | 12319
Miscellaneous Item For Wiring Internal Panel Telecommunication | 002026-0000 | 323230-0000 | 12540
Miscellaneous Item For Wiring Internal Panel Telecommunication | 002027-0000 | 313698-0000 | 12541
Miscellaneus | 002028-0000 | 611039-0000 | 9714
Mitshubishi Strada CR 2.8 AM DC GLX (4x4) M/T | 002029-MITS | 710001-MITS | 11348
Mitsubishi Fuso FN 517ML2 Incl Ferrari Articulated Crane F238 A3 NON CE | 002030-MITS | 610001-MITS | 11245
Mobil Mitsubishi Triton 4WD | 002031-0000 | 710010-0000 | 12217
Mobilisasi - demobilisasi | 002032-0000 | 720003-0000 | 8346
Mobilisasi - demobilisasi (IBC Project) | 002033-0000 | 720022-0000 | 9460
Mobilisasi-Demobilisasi | 002034-0000 | 129137-0000 | 10158
Modem Wifi | 002035-0000 | 211296-0000 | 11609
Modifikasi knalpot Genset Deutz 200 kVA | 002036-0000 | 620023-0000 | 11133
modifikasi pole telko | 002037-0000 | 111417-0000 | 10653
Modul UPS | 002038-0000 | 310039-0000 | 7645
Module Rectifier NP1500 | 002039-TYCO | 310062-TYCO | 7668
Mold cleaning tool | 002040-0000 | 211243-0000 | 11293
Molen Listrik 200 Liter | 002041-0000 | 620036-0000 | 11819
Monitor panel | 002042-0000 | 611112-0000 | 10945
Monitor PC/TV 22-24 inch | 002043-0000 | 910011-0000 | 12077
Mortar | 002044-0000 | 111626-0000 | 12075
Mortar (25 Kg) | 002045-0000 | 111644-0000 | 12219
Mortar (40 kg) | 002046-0000 | 111651-0000 | 12230
Mortar (50 Kg) | 002047-0000 | 111645-0000 | 12220
Mortar beton | 002048-0000 | 129230-0000 | 10711
Motor Kawasaki KLX 150 | 002049-0000 | 810050-0000 | 11100
Motor Supra X 125 | 002050-0000 | 810051-0000 | 11101
Motorcycle Rent | 002051-0000 | 820012-0000 | 8381
Mould Fee | 002052-0000 | 611304-0000 | 12121
Mould Fee | 002053-0000 | 221056-0000 | 12123
Mounting Bracket for Antenna | 002054-0000 | 413090-0000 | 9464
Mounting Bracket for Splitter | 002055-0000 | 111422-0000 | 10658
Mounting Bracket Tray W150 | 002056-0000 | 211064-0000 | 9480
Mounting Bracket Tray W300 | 002057-0000 | 211065-0000 | 9481
Mouse | 002058-0000 | 810031-0000 | 10447
Moving Excavator | 002059-0000 | 720029-0000 | 9595
MSAN Migration Service (Solution Planning, Design, Monitoring, Gurantee, Analysis Report) | 002060-0000 | 423016-0000 | 8249
MSAN Migration Service (Solution Planning, Design, Monitoring, Gurantee, Analysis Report) | 002061-0000 | 424024-0000 | 8259
Multiband Matrix Combiner 4 in 4out, 800-2700MHz (Din Connector) | 002062-PACI | 410074-PACI | 10035
Multiband Matrix Combiner 4in 4out, 800-2700 MHz | 002063-Whub | 410001-Whub | 9139
Multiflex 12 mm | 002064-0000 | 111450-0000 | 10700
Multiflex 6 mm | 002065-0000 | 111006-0000 | 8126
Multiflex 9 mm | 002066-0000 | 111012-0000 | 8214
Multiplex 12 mm | 002067-1140 | 1001140 | 1276
Multiplexer - include SDH Multiplexer ( spare margin 6 dB ), PDH Multiplexer, Interface Multiplexer, MDF (Main Distribution Frame),Panel 220 x 65 x 60 cm | 002068-0000 | 313409-0000 | 11065
Multiplexer SDH Include PDH | 002069-0000 | 413213-0000 | 12427
Mur As drat (hanger rod) M12 x 300 mm | 002070-0000 | 413152-0000 | 9992
mur baut M20x85 | 002071-0000 | 111536-0000 | 11487
mur baut M24 x 60 | 002072-0000 | 111544-0000,111545-0000 | 11503
mur baut M24 x 65 | 002073-0000 | 111543-0000 | 11502
mur baut M24 x 80 | 002074-0000 | 111542-0000 | 11501
mur baut M24 x 90 | 002075-0000 | 111541-0000 | 11500
mur baut M24x100 | 002076-0000 | 111537-0000 | 11488
Mur-Baut for jointing tray | 002077-0000 | 211042-0000 | 9197
MV Switchgear Panel | 002078-0000 | 313550-0000 | 12050
Name Plate Bay Line | 002079-0000 | 313737-0000 | 12635
Name Plate Fase | 002080-0000 | 313736-0000 | 12634
NAS TS-431 | 002081-0000 | 810033-0000 | 10449
NCT Ring Type. Ratio 150-300/1 A,Â Class PX, Vk>300V, lexe 30mA Vk/2 | 002082-0000 | 313225-0000 | 10149
Nepel Tremy Dia 6 Inch Draad 3 Gg | 002083-0000 | 611340-0000 | 12543
Network Switch | 002084-0000 | 611165-0000 | 11584
Neutral Current Transfomer (NCT) 150 kV for Unbalance Relay, (0.1kA.1s), 31 mm/kV, ratio 1/1A | 002085-0000 | 313753-0000 | 12656
Neutral Grounding Resistor | 002086-0000 | 111315-0000 | 9681
News Paper | 002087-0000 | 611051-0000 | 10219
NGR | 002088-0000 | 111327-0000 | 9696
NGR 20/V3 kV, 1000 A, 10 sec, 12 ohm, include 24 kV CT 1000-2000/1, Cl 5P20, 20 VA and 24 kV CT 1000-2000/1, Cl PX | 002089-0000 | 313847-0000 | 12852
NGR 70/V3 kV, 205A,30 sec. 200 ohm, include 24 kV CT 1000-2000/1, Cl 5P20, 20VA and 24 kV CT1000-2000/1, Cl X | 002090-0000 | 313226-0000 | 10150
Nok Atap Corrugated Zinc Allumunium L 300 mm T 0.70 mm | 002091-0000 | 111639-0000 | 12119
Nok Atap Corrugated Zinc Allumunium L 300 mm T 0.75 mm | 002092-0000 | 111638-0000 | 12118
Nok Atap Corrugated ZincCoated Steel L 300 mm T 0.75 mm | 002093-0000 | 111643-0000 | 12139
NP Shelf Module | 002094-0000 | 210043-0000 | 7712
Number and phase plate | 002095-0000 | 129295-0000 | 10888
Number Plate & Phase Plate with fixing facilities (2 sets per tower/steelpole) | 002096-0000 | 111232-0000 | 8590
Number Plate & Phase Plate with fixing facilities (2 sets per tower/steelpole) Ukr 200 mm x 300 mm | 002097-0000 | 211422-0000 | 12110
Number Plate with fixing facilities | 002098-0000 | 313414-0000 | 11088
Number Plate with fixing facilities Ukr 200 mm x 300 mm | 002099-0000 | 211424-0000 | 12114
Nut Coupling 1-8 | 002100-0000 | 211378-0000 | 11901
Nut M24x3 Hex MTRC galv | 002101-0000 | 211357-0000 | 11879
NVR 16 Channel | 002102-0000 | 611349-0000 | 12793
NVR 32 Channel | 002103-0000 | 611350-0000 | 12794
NVR 8 Channel | 002104-0000 | 611348-0000 | 12792
NYCY 10 Core x 2.5/4mm² 1kV | 002105-0000 | 313746-0000 | 12646
NYCY 12 Core x 2.5/4mm² 1kV | 002106-0000 | 313664-0000 | 12451
NYCY 19 Core x 2.5/6mm² 1kV | 002107-0000 | 313659-0000 | 12446
NYCY 19 Core x 4/6mm² 1kV | 002108-0000 | 313663-0000 | 12450
NYCY 2 Core x 10/10mm² 1kV | 002109-0000 | 313744-0000 | 12644
NYCY 2 Core x 16/16mm² 1kV | 002110-0000 | 313745-0000 | 12645
NYCY 2 Core x 2.5/2.5mm² 1kV | 002111-0000 | 313743-0000 | 12643
NYCY 2 Core x 4/4mm² 1kV | 002112-0000 | 313641-0000,313662-0000 | 12402
NYCY 2 Core x 6/6mm² 1kV | 002113-0000 | 313661-0000 | 12448
NYCY 21 Core x 2.5/10mm² 1kV | 002114-0000 | 313639-0000 | 12400
NYCY 27 Core x 2.5/10mm² 1kV | 002115-0000 | 313658-0000 | 12445
NYCY 4 Core x 10/10mm² 1kV | 002116-0000 | 313637-0000 | 12398
NYCY 4 Core x 4/4mm² 1kV | 002117-0000 | 313638-0000,313660-0000 | 12399
NYCY 4x2.5 mm | 002118-0000 | 313283-0000 | 10618
NYCY 4x6 mm² | 002119-1563 | 31001563 | 8397
NYCY 7 Core x 2.5/2.5mm² 1kV | 002120-0000 | 313640-0000 | 12401
NYFGBY (Cu/PVC/SFA/PVC) 2 x 4 mm² - Str - 0.6/1 kV | 002121-0000 | 313666-0000 | 12464
NYFGBY (Cu/PVC/SFA/PVC) 2 x 6 mm² - Str - 0.6/1 kV | 002122-0000 | 313689-0000 | 12507
NYFGBY (Cu/PVC/SFA/PVC) 4 x 4 mm² - Str - 0.6/1 kV | 002123-0000 | 313667-0000 | 12465
NYFGBY (Cu/PVC/SFA/PVC) 4 x 6 mm² - Str - 0.6/1 kV | 002124-0000 | 313688-0000 | 12506
NYFGBY 2x50 mm² 1kV | 002125-0000 | 313748-0000 | 12648
NYSY 10X2.5 mm² 1 kV IEC60502 | 002126-0000 | 313203-0000 | 10064
NYSY 2X6 mm² 1 kV IEC60502 | 002127-0000 | 313207-0000 | 10068
NYSY 4X2.5 mm² 1 kV IEC60502 | 002128-0000 | 313205-0000 | 10066
NYSY 4X4 mm² 1 kV IEC60502 | 002129-0000 | 313206-0000 | 10067
NYSY 4X6 mm² 1 kV IEC60502 | 002130-0000 | 313208-0000 | 10069
NYSY 6X2.5 mm² 1 kV IEC60502 | 002131-0000 | 313204-0000 | 10065
NYY 1x185 mm² | 002132-0000 | 313288-0000 | 10670
NYY 1X25 mm² 1 kV SNIIEC60502-1 | 002133-0000 | 313211-0000 | 10072
NYY 1x300 mm² | 002134-0000 | 313289-0000 | 10671
NYY 1X70 mm² 1 kV SNIIEC60502-1 | 002135-0000 | 313209-0000 | 10070
NYY 2X1.5 mm² 1 kV SNIIEC60502-1 | 002136-0000 | 313210-0000 | 10071
NYY 2x2,5 MM | 002137-0000 | 313290-0000 | 10673
Obeng (-) Diameter 6 mm | 002138-0756 | 1000756 | 808
Obeng (+) Diameter 6 mm | 002139-0753 | 1000753 | 805
Ocean Freight Surcharge Jakarta - Kumai Container 20 Ft | 002140-0000 | 720073-0000 | 12508
Ocean Freight Surcharge Jakarta - Kumai Container 40 Ft | 002141-0000 | 720096-0000 | 12605
ODC Pole 24 Core | 002142-0000 | 413072-0000 | 9355
ODC Pole 48 Core | 002143-0000 | 413123-0000 | 9609
ODP CA 16 Core | 002144-0000 | 413157-0000 | 10093
ODP CA 8 Core | 002145-0000 | 413111-0000 | 9527
ODP PB 8 Core | 002146-0000 | 413120-0000 | 9591
ODP type Indoor/wall Kap 8 core (ODP-A-8) | 002147-0000 | 413139-0000 | 9874
ODP-A-16, ODP type Indoor/wall Kap 16 core | 002148-0000 | 413163-0000 | 10125
Office Supplies | 002149-0000 | 611038-0000 | 9553
OHGW Bracket ERS Tower | 002150-0000 | 611225-0000 | 11937
Oil Form | 002151-0000 | 111649-0000 | 12224
Oil Pit | 002152-0000 | 111323-0000 | 9689
Oli 10 (Oli Hydraulic Excavator) | 002153-0000 | 710002-0000 | 8503
Oli 40 (Oli Mesin Excavator) | 002154-0000 | 710001-0000 | 8502
One Draw Two Moving Board | 002155-DNFG | 610012-DNFG | 10484
One earthwire conductor AS 70 mm² | 002156-0000 | 313273-0000 | 10575
One earthwire conductor AS 70 mm² | 002157-0000 | 313419-0000 | 11093
One Earthwire Conductor GSW 55 mm² | 002158-0000 | 313018-0000 | 8542
One Earthwire Conductor GSW AS 55 mm² | 002159-0000 | 313053-0000 | 9191
One earthwire conductor OPGW 60 mm² 48 cores | 002160-0000 | 313019-0000 | 8543
One earthwire conductor OPGW 70 mm² 24 cores, complete with joint boxes, fixing device, fixing clamps and necessary accessories | 002161-0000 | 313274-0000 | 10576
One earthwire conductor OPGW 70 mm² 24 cores, complete with joint boxes, fixing device, fixing clamps and necessary accessories | 002162-0000 | 313418-0000 | 11092
One-Piece Cable Entry Boots for feeder 7/8 | 002163-0000 | 413125-0000 | 9611
open drainage stone masonry 40x70cm | 002164-0000 | 111479-0000 | 11074
Open Rack 19 inch (Indoor) | 002165-0000 | 210037-0000 | 7706
Operator Service for Passenger Hoist | 002166-0000 | 820143-0000 | 12713
OPGW 75 mm² 48 Core | 002167-0000 | 313599-0000 | 12316
OPGW Bracket ERS Tower | 002168-0000 | 211351-0000 | 11873
Optical Communication Interface Module C37.94 (Include SFP Multi Mode) | 002169-0000 | 413218-0000 | 12720
Optical Distibution Cabinet (ODC) 144 core | 002170-0000 | 413078-0000 | 9394
Optical Distibution Cabinet (ODC) 24 core | 002171-0000 | 410086-0000 | 7440
Optical Distibution Cabinet (ODC) 288 core | 002172-0000 | 413079-0000 | 9395
Optical Distibution Cabinet (ODC) 48 core | 002173-0000 | 410085-0000 | 7439
Optical Distibution Cabinet (ODC) 48 core | 002174-0000 | 410087-0000 | 7441
Optical Distribution Frame (ODF) | 002175-0000 | 313625-0000 | 12364
Optical Distribution Frame Capacity 1/4 Core | 002176-0000 | 413141-0000 | 9882
Optical Distribution Frame High Capacity 144 Core and Accessories | 002177-0000 | 413140-0000 | 9881
Optical Distribution Point 16 core (Pole) LC/APC (24) | 002178-SNA0 | 410001-SNA0 | 9876
Optical Distribution pole ( ODP ) kapasitas 24 Core | 002179-0000 | 413130-0000 | 9806
Optical fiber cable Joint kit Fitting Compression 40/33 | 002180-0000 | 411017-0000 | 8160
Optical Ground Wire (OPGW) 60 sq.mm | 002181-0000 | 211134-0000 | 10912
Optical Splitter 1 to 2 | 002182-0000 | 413145-0000 | 9939
Optical Splitter 1:4 | 002183-0000 | 413113-0000 | 9533
Optical Splitter 1:8 | 002184-0000 | 413114-0000 | 9534
Optical Splitter 2 to 8 | 002185-0000 | 413129-0000 | 9805
Optical Termination Box (OTB) 12 core | 002186-0000 | 410088-0000 | 7442
Optical Termination Box (OTB) 144 core | 002187-0000 | 413080-0000 | 9397
Optical Termination Box (OTB) 24 core | 002188-0000 | 410089-0000 | 7443
Optical Termination Box (OTB) 288 core | 002189-0000 | 413081-0000 | 9398
Optical Termination Box (OTB) 48 core | 002190-0000 | 410090-0000 | 7444
Optical Termination Box (OTB) 96 core | 002191-0000 | 410091-0000 | 7445
OTDR | 002192-0000 | 611020-0000 | 9153
Other (Lain-lain) | 002193-0000 | 820021-0000 | 8791
Outdoor directional panel antenna PW-OHG-65S-806/2700 | 002194-0000 | 413124-0000 | 9610
Overtime | 002195-0000 | 424125-0000 | 10029
P3K | 002196-0000 | 620021-0000 | 10772
PABX | 002197-0000 | 413196-0000 | 10958
Packaging Fee | 002198-0000 | 720055-0000 | 12122
Pacthcord LC/APC - FC/PC ,3Mtr | 002199-0000 | 413150-0000 | 9953
Pacul | 002200-0000 | 611312-0000 | 12237
Padlock 175D | 002201-MSTR | 210006-MSTR | 7675
Padlock 2950D | 002202-MSTR | 210007-MSTR | 7676
Padlock 40mm | 002203-ABUS | 210001-ABUS | 9118
Padlock 50 | 002204-CISA | 210008-CISA | 7677
Pagar BRC 1.9 m | 002205-0000 | 111409-0000 | 10609
Pagar BRC 190x240 cm | 002206-0000 | 111468-0000 | 10993
Pagar BRC Height 1.7 Meter Width 2,4 meter | 002207-0000 | 111352-0000 | 10027
Pagar BRC- Lantai kerja | 002208-0000 | 129247-0000 | 10752
Pagar BRC- Pondasi Beton (Beton K 225, Pembesian 150 kg/m3, bekisting) | 002209-0000 | 129248-0000 | 10753
Pagar BRC tinggi 1,5 meter | 002210-0000 | 111478-0000 | 11072
Pagar Keliling | 002211-0000 | 111532-0000 | 11472
Pagar Keliling- Brick Wall 1 / 5 | 002212-0000 | 129281-0000 | 10801
Pagar Keliling- Kawat Duri | 002213-0000 | 129286-0000 | 10806
Pagar Keliling- Kawat Harmonika | 002214-0000 | 129285-0000 | 10805
Pagar Keliling- Lantai kerja | 002215-0000 | 129272-0000 | 10792
Pagar Keliling- Nuts & Bolt 10mm | 002216-0000 | 323193-0000 | 10807
Pagar Keliling- Nuts & Bolt 12mm | 002217-0000 | 129288-0000 | 10809
Pagar Keliling- Nuts & Bolt 10mm | 002218-0000 | 129287-0000 | 10808
Pagar Keliling- Pondasi Beton 500x500x200 | 002219-0000 | 129279-0000 | 10799
Pagar Keliling- Pondasi Beton 600x600x200 | 002220-0000 | 129278-0000 | 10798
Pagar Keliling- Ring balok (Beton K 225, Pembesian 250 kg/m3, bekisting) | 002221-0000 | 129280-0000 | 10800
Pagar Keliling- Steel L50x50x5 | 002222-0000 | 129284-0000 | 10804
Pagar Keliling- Steel Post L60x60x6 | 002223-0000 | 129283-0000 | 10803
Pagar Keliling- Strip Plat 30x2mm | 002224-0000 | 129282-0000 | 10802
Pagar keliling switchyard | 002225-0000 | 111411-0000 | 10611
Pagar Keliling- Urugan Pasir dipadatkan | 002226-0000 | 129289-0000 | 10810
Pagar Kolom Precast 17x17x320 | 002227-0000 | 111605-0000 | 11812
Pagar Panel Precast 240x40x5 | 002228-0000 | 111604-0000 | 11811
Pahat Beton 10 Inch x 16 mm | 002229-0000 | 611309-0000 | 12233
Pajak Bumi dan Bangunan | 002230-0000 | 620011-0000 | 10271
Pajak Penghasilan Pasal 22 | 002231-0000 | 820111-0000 | 12087
Pajak STNK Sepeda Motor | 002232-0000 | 820107-0000 | 11509
Paku Beton | 002233-0000 | 611045-0000 | 10077
Paku Biasa 2 inchi - 5 inchi | 002234-0000 | 111008-0000 | 8128
Paku Clamp | 002235-0000 | 313215-0000 | 10079
Pallet Plastik 110x80x15 | 002236-0000 | 111609-0000 | 11835
Palu Batu 3 LB | 002237-0000 | 611296-0000 | 12084
Palu Beton 3 LB | 002238-0000 | 611295-0000 | 12083
Palu Godam 12 Lb | 002239-0000 | 611238-0000 | 11954
Palu Godam 2 LB | 002240-0000 | 611134-0000 | 11360
Palu Godam 2 LB Merek Max Power | 002241-0000 | 611138-0000 | 11367
Palu Martil (5kg) | 002242-0000 | 111291-0000 | 9283
Panel KWH ( Spec. HCPT ) | 002243-0000 | 313051-0000 | 9094
Panel KWH 3 phase (spec. Telkomsel) | 002244-0000 | 313094-0000 | 9458
Panel Accessories for Protection & Control Cubicle 150 kV | 002245-0000 | 313793-0000 | 12765
Panel ACPDB & KWH Meter (Spec. Internux) | 002246-0000 | 313184-0000 | 9952
Panel ACPDB (Spec. HCPT) | 002247-0000 | 313047-0000 | 9090
Panel Box Stainless Steel 13x19 cm | 002248-0000 | 211433-0000 | 12156
Panel Dimensi W 800 x H 2200 x D 800 mm, SPHC 2.5 mm, Acrylic 5 mm, IP 42 | 002249-0000 | 413216-0000 | 12690
Panel Installation for Protection & Control Cubicle 150 kV | 002250-0000 | 313794-0000 | 12766
Panel Installation of Protection & Control Cubicle 150 kV Substation | 002251-0000 | 323244-0000 | 12767
Panel KWH (COS & Arester) & Panel ACPDB dalam 1 Box (tanpa meteran PLN) (spec. XL) | 002252-0000 | 313096-0000 | 9463
Panel Listrik Outdoor H 300 x W 200 x L 150 mm SS304 1.2 mm | 002253-0000 | 313704-0000 | 12556
Panel OBL | 002254-0000 | 313537-0000 | 11837
Panel SDP | 002255-0000 | 313095-0000 | 9459
Panel SDP Outdoor 9 MCB 3 phase (spec. Telkomsel) | 002256-0000 | 313091-0000 | 9438
Panel UPS | 002257-0000 | 310037-0000 | 7643
Pantry Supplies | 002258-0000 | 810004-0000 | 9008
Papan Cor 2/20 x 4 mtr | 002259-0000 | 111283-0000 | 9117
Papan Mal | 002260-0000 | 413067-0000 | 9292
Paper Shredder | 002261-0000 | 060001-0000 | 12436
Paralel Groove A2C Lupine 2 x 1267 | 002262-0000 | 211170-0000 | 11177
Paralel Groove A3C 300 | 002263-0000 | 211172-0000 | 11179
Paralel Groove A3C 630 | 002264-0000 | 211171-0000 | 11178
Paralel groove clamp for TAL 850 sqm | 002265-0000 | 313192-0000 | 10047
Parallel Groove Clamp | 002266-0000 | 313248-0000 | 10399
Parallel groove clamp for 1xAAAC 300mm² to 1xAAAC 300mm² | 002267-0000 | 211225-0000 | 11275
Parallel groove clamp for 1xAAAC 630mm² to 1xAAAC 630mm² | 002268-0000 | 211224-0000 | 11274
Parallel groove clamp for 1xAAC Lupine 1267mm² to 1xAAC Lupine 1267mm² | 002269-0000 | 313473-0000 | 11380
Parallel groove clamp for TAL 660mm² to TAL 660mm² | 002270-0000 | 313371-0000 | 10982
Parallel groove clamp for TAL 850mm² to TAL 850mm² | 002271-0000 | 313370-0000 | 10981
Parallel Group Clamp TAL 850 - 850 | 002272-0000 | 313243-0000 | 10394
Parkir dan Tol | 002273-0000 | 820079-0000 | 10001
Pasang insulator suspension jumper string set for conductor 2x TACSR 410 | 002274-0000 | 323123-0000 | 9905
Pasang insulator tension string set for conductor 2x TACSR 410 | 002275-0000 | 323122-0000 | 9904
Pasang pagar sementara | 002276-0731 | 2000731 | 2682
Pasang press klem utk formet OPGW 70 | 002277-0000 | 323132-0000 | 9914
Pasang press klem utk konduktor TACSR 410 | 002278-0000 | 323130-0000 | 9912
Pasang Spacer jumper 250 mm Konduktor TACSR 410 | 002279-0000 | 323134-0000 | 9916
Pasang spacer jumper Conductor TACSR 410 | 002280-0000 | 323135-0000 | 9917
Pasang Spacer line 450 mm Konduktor TACSR 410 | 002281-0000 | 323133-0000 | 9915
Pasang Spiral Vibration Damper | 002282-0000 | 323144-0000 | 10176
Pasang tension string set for GSW 55 | 002283-0000 | 323124-0000 | 9906
Pasang tension string set for OPGW 70 | 002284-0000 | 323126-0000 | 9908
Pasang Vibration damper GSW 55 | 002285-0000 | 323128-0000 | 9910
Pasang Vibration damper OPGW 70 | 002286-0000 | 323129-0000 | 9911
Pasang Vibrattion damper konduktor TACSR 410 | 002287-0000 | 323127-0000 | 9909
Pasangan batu kali 1 by 4 pada Pekerjaan Slope Proteksi | 002288-0000 | 129296-0000 | 10891
Pasir Batu | 002289-0000 | 111574-0000 | 11703
Pasir Beton | 002290-0000 | 111002-0000 | 8122
Pasir Cor Beton | 002291-0000 | 111679-0000 | 12460
Passive Spliter 1-4 | 002292-0000 | 413041-0000 | 8313
Passive Spliter 1-8 | 002293-0000 | 413040-0000 | 8312
Passive Splitter 1:8 type Modular SC/UPC, for ODC termasuk Pigtail | 002294-0000 | 413142-0000 | 9883
Patch cord 2 meter, (FC/LC/SC-APC To FC/LC/SC-APC), G.652 D | 002295-0000 | 413161-0000 | 10121
Patch Cord 20m SCPC-FCPC | 002296-0000 | 413179-0000 | 10211
Patch Cord FC-ST 2 M | 002297-0000 | 413063-0000 | 9253
Patch Cord LC-SC, Singlemode, Duplex, 5 Meter | 002298-0000 | 413202-0000 | 11181
Patch Cord, 15m, SC-UPC, 652D | 002299-0000 | 413126-0000 | 9800
Patch Cord, 20m, LCPC-FCPC | 002300-0000 | 413097-0000 | 9503
Patch Cord, 2m, UPC, 652D | 002301-0000 | 413107-0000 | 9520
Patchcord FC-FC 5 Mtr | 002302-0000 | 313016-0000 | 8519
Patchcord G.652D, SM Simplex SC-SC 2.0mm, 20M | 002303-0000 | 413144-0000 | 9938
Patchcord G.652D, SM Simplex SC-SC 2.0mm, 40M | 002304-0000 | 413143-0000 | 9937
Path core, 20 m Duplex LC - LC | 002305-0000 | 413178-0000 | 10204
Path core, 20 m Duplex LC-FC | 002306-0000 | 413177-0000 | 10203
Path core, 20 m Duplex LC-SC | 002307-0000 | 413176-0000 | 10202
Patok (Marking Post) | 002308-0000 | 111202-0000 | 8254
Patok Pengaman ODC (besi galvanis 2inch 1m)material dan jasa | 002309-0000 | 413182-0000 | 10218
Peicemeal Pemasangan/ Penarikan Kabel Serat Optik (FO) 12 Core | 002310-0000 | 424106-0000 | 9965
Pekerjaan PEKERJAAN MUSHOLA | 002311-0000 | 129254-0000 | 10774
Pekerjaan Lain-2 (biaya mutu) | 002312-0000 | 129410-0000 | 11740
Pekerjaan RUMAH OPERATOR TYPE 70 | 002313-0000 | 129255-0000 | 10775
Pekerjaan WATER TOWER | 002314-0000 | 129253-0000 | 10773
Pekerjaan Bangunan Tipe 25 | 002315-0000 | 129479-0000 | 12704
Pekerjaan Bangunan Tipe 32 | 002316-0000 | 129480-0000 | 12705
Pekerjaan Bekisting tambahan lengkung | 002317-0000 | 129408-0000 | 11738
Pekerjaan Bending & Cutting Besi Beton | 002318-0000 | 129426-0000 | 11790
Pekerjaan Berapen 1Pc : 3Ps, tebal 30 mm | 002319-0000 | 123022-0000 | 7769
Pekerjaan Berapen 1Pc : 5Ps, tebal 15 mm | 002320-0000 | 123023-0000 | 7770
Pekerjaan Bobok Beton | 002321-0000 | 129452-0000 | 12228
Pekerjaan Bobok Tiang Pancang | 002322-0000 | 129459-0000 | 12365
Pekerjaan Bobokan | 002323-0000 | 129372-0000 | 11478
Pekerjaan Bobokan Beton | 002324-0000 | 129476-0000 | 12675
Pekerjaan Bobokan Beton | 002325-0000 | 129451-0000 | 12227
Pekerjaan bobokan dan perbaikan Dinding Chamber / BTS / STO untuk lubang Sparing Kabel | 002326-0000 | 129123-0000 | 9829
Pekerjaan Bolt Welding | 002327-0000 | 129171-0000 | 10342
Pekerjaan Bongkar Bekisting | 002328-0000 | 129465-0000 | 12618
Pekerjaan bore pile diameter 40 cm | 002329-0000 | 111370-0000 | 10273
Pekerjaan Bore Pile Diameter 60 cm | 002330-0000 | 129170-0000 | 10341
Pekerjaan chimney extention tower 4AA11 | 002331-0000 | 129200-0000 | 10540
Pekerjaan chimney extention tower 4DD11 | 002332-0000 | 129201-0000 | 10541
Pekerjaan Cor Duct | 002333-0000 | 129379-0000 | 11485
Pekerjaan Cor Kolom | 002334-0000 | 129375-0000 | 11481
Pekerjaan Cor Kolom Praktis | 002335-0000 | 129376-0000 | 11482
Pekerjaan Cor Pondasi Tapak | 002336-0000 | 129374-0000 | 11480
Pekerjaan Cor Ring Balok | 002337-0000 | 129378-0000 | 11484
Pekerjaan Cor Slope | 002338-0000 | 129377-0000 | 11483
Pekerjaan Cut and Fill | 002339-0000 | 129172-0000 | 10343
Pekerjaan Dewatering | 002340-0000 | 129019-0000 | 8347
PEKERJAAN DRAINASE AIR beton bertulang (60x60) cm t 70 cm (Mutu beton K175, BJTP24) | 002341-0000 | 129240-0000 | 10734
PEKERJAAN DRAINASE AIR Pipa Resapan Bak Kontrol PVC 3 inci | 002342-0000 | 129242-0000 | 10736
PEKERJAAN DRAINASE AIR Drainase air terbuka 45/50 cm | 002343-0000 | 129236-0000 | 10730
PEKERJAAN DRAINASE AIR Drainase air tertutup 55/60 cm | 002344-0000 | 129237-0000 | 10731
PEKERJAAN DRAINASE AIR Pekerjaan Drainase Bawah Tanah (Geotex) | 002345-0000 | 129238-0000 | 10732
PEKERJAAN DRAINASE AIR Pekerjaan Pasangan Geotextile di dalam Underground Drainage | 002346-0000 | 129239-0000 | 10733
PEKERJAAN DRAINASE AIR Pipa Saluran Bak Kontrol PVC 2 inci | 002347-0000 | 129241-0000 | 10735
Pekerjaan erection T1 type DDR4+0 | 002348-0000 | 129141-0000 | 10205
Pekerjaan erection tower 4AA11 + 6 | 002349-0000 | 129204-0000 | 10544
Pekerjaan erection tower 4AA11 +/- 0 | 002350-0000 | 129202-0000 | 10542
Pekerjaan erection tower 4AA11 +3 | 002351-0000 | 129203-0000 | 10543
Pekerjaan erection tower 4BB11 + 6 | 002352-0000 | 129205-0000 | 10545
Pekerjaan erection tower 4BB11 + 9 | 002353-0000 | 129206-0000 | 10546
Pekerjaan erection tower 4CC11 + 12 | 002354-0000 | 129210-0000 | 10550
Pekerjaan erection tower 4CC11 + 9 | 002355-0000 | 129209-0000 | 10549
Pekerjaan erection tower 4CC11 +/-0 | 002356-0000 | 129207-0000 | 10547
Pekerjaan erection tower 4CC11 +3 | 002357-0000 | 129208-0000 | 10548
Pekerjaan erection tower 4DD11 - 3 | 002358-0000 | 129211-0000 | 10551
Pekerjaan erection tower 4DD11 + 12 | 002359-0000 | 111405-0000 | 10556
Pekerjaan erection tower 4DD11 + 3 | 002360-0000 | 111403-0000 | 10553
Pekerjaan erection tower 4DD11 + 6 | 002361-0000 | 129213-0000 | 10554
Pekerjaan erection tower 4DD11 + 9 | 002362-0000 | 111404-0000 | 10555
Pekerjaan erection tower 4DD11 +/- 0 | 002363-0000 | 129212-0000 | 10552
Pekerjaan erection tower 4DDR11 - 3 | 002364-0000 | 129214-0000 | 10557
Pekerjaan erection tower 4DDR11 +/- 0 | 002365-0000 | 129215-0000 | 10558
Pekerjaan erection tower 4EE11 - 3 | 002366-0000 | 129216-0000 | 10559
Pekerjaan erection tower 4EE11 + 6 | 002367-0000 | 129217-0000 | 10560
Pekerjaan erection tower 4EE11 + 9 | 002368-0000 | 129218-0000 | 10561
Pekerjaan erection Tower T34 type BB | 002369-0000 | 129142-0000 | 10206
Pekerjaan erection Tower T35 type CC | 002370-0000 | 129143-0000 | 10207
Pekerjaan Erection Transmission Line Steel Pole | 002371-0000 | 129098-0000 | 9271
Pekerjaan Erection Transmission line tower Type DDR6 plus 9 | 002372-0000 | 129126-0000 | 9892
Pekerjaan Erection Transmission line tower Type DSP plus 3 | 002373-0000 | 129047-0000 | 8625
Pekerjaan Erection Transmission line tower Type TSP30 plus 0 | 002374-0000 | 129044-0000 | 8621
Pekerjaan Erection Transmission line tower Type TSP30 plus 3 | 002375-0000 | 111236-0000 | 8622
Pekerjaan Erection Transmission line tower Type TSP30 plus 6 | 002376-0000 | 129045-0000 | 8623
Pekerjaan Erection Transmission line tower Type TSP60 plus 0 | 002377-0000 | 129046-0000 | 8624
Pekerjaan Fabrikasi Baja/ Struktur Baja, Fabrikasi Manual | 002378-0000 | 111166-0000 | 8229
Pekerjaan Floor Lantai 1Pc : 5Ps, tebal 5 mm | 002379-0000 | 123032-0000 | 7779
Pekerjaan Galian batu / Excavation rock | 002380-0000 | 129093-0000 | 9134
Pekerjaan Galian BC-TR-ROCK 120 kedalaman 120cm | 002381-0000 | 424151-0000 | 10222
Pekerjaan galian berbatu / Excavation,weathered rock | 002382-0000 | 129094-0000 | 9135
Pekerjaan Galian Tanah Biasa Max Kedalaman 1 m | 002383-0000 | 122001-0000 | 7735
Pekerjaan Galian Tanah Biasa Max Kedalaman 2 m | 002384-0000 | 122002-0000 | 7736
Pekerjaan Galian Tanah Biasa Max Kedalaman 3 m | 002385-0000 | 122003-0000 | 7737
Pekerjaan Galian Tanah Cadas Max Kedalaman 1 m | 002386-0000 | 122005-0000 | 7739
Pekerjaan Galian Tanah Keras Max Kedalaman 1 m | 002387-0000 | 122004-0000 | 7738
Pekerjaan Galian Tanah Lumpur Max Kedalaman 1 m | 002388-0000 | 122006-0000 | 7740
Pekerjaan galian tanah/Excavation,common soil | 002389-0000 | 129092-0000 | 9133
Pekerjaan grounding TIP 17 | 002390-0000 | 313234-0000 | 10358
Pekerjaan Grounding TIP 2 | 002391-0000 | 313233-0000 | 10355
Pekerjaan Grounding TIP 28A | 002392-0000 | 313237-0000 | 10367
Pekerjaan grounding TIP 4 | 002393-0000 | 313231-0000 | 10349
Pekerjaan grounding TIP 51 | 002394-0000 | 313236-0000 | 10364
Pekerjaan Grounding TIP 52 | 002395-0000 | 313235-0000 | 10361
Pekerjaan Grounding TIP 6 | 002396-0000 | 313232-0000 | 10352
Pekerjaan Grouting | 002397-0000 | 129436-0000 | 12180
Pekerjaan Hamparan Gravel | 002398-0000 | 129470-0000 | 12669
Pekerjaan Handhole Type HH1 | 002399-0000 | 424130-0000 | 10092
Pekerjaan Instalasi Hanging Jembatan | 002400-0000 | 424061-0000 | 9294
Pekerjaan Instalasi Substation Automation Hardware | 002401-0000 | 323255-0000 | 12867
pekerjaan integrasi grounding sistem baru dengan exsisting (OSP) | 002402-0000 | 323018-0000 | 8364
Pekerjaan Jaring Kawat Baja (Wire Mesh) | 002403-0000 | 124013-0000 | 7798
Pekerjaan Jasa Drainase Air Terbuka Ukuran 30x30cm | 002404-0000 | 129469-0000 | 12662
Pekerjaan Jasa Drainase Air Terbuka Ukuran 50x50cm | 002405-0000 | 129467-0000 | 12660
Pekerjaan Jasa Drainase Air Terbuka Ukuran 80x80cm | 002406-0000 | 129468-0000 | 12661
Pekerjaan Kabel Presstressed Polos / Strands | 002407-0000 | 124012-0000 | 7797
Pekerjaan Kebersihan sebelum cor | 002408-0000 | 129404-0000 | 11734
Pekerjaan kebersihan setelah cor | 002409-0000 | 129405-0000 | 11735
Pekerjaan Konstruksi Covering and Dewatering | 002410-0000 | 121175-0000 | 8350
Pekerjaan Konstruksi Hand Hole Type HH2 | 002411-0000 | 423034-0000 | 8304
Pekerjaan Konstruksi Jembatan Pipa Duct dengan Pipa Baja 4 inchi, Bentangan 3-6 meter dengan Tumpuan Beton bertulang | 002412-0000 | 423026-0000 | 8296
Pekerjaan Konstruksi Jembatan Pipa Duct dengan Pipa Baja 4 inchi, Bentangan 6-12 meter dengan Tumpuan Beton bertulang (BSS 1) | 002413-0000 | 123040-0000 | 8365
Pekerjaan Konstruksi Jembatan Pipa Duct dengan Pipa Baja 4 inchi, Bentangan di atas 12 meter dengan Tumpuan Beton bertulang (BTS 1) | 002414-0000 | 123041-0000 | 8366
Pekerjaan Konstruksi Jembatan Pipa Duct dengan Pipa Baja 4 inchi, dengan Sistem menempel pada Struktur yang ada | 002415-0000 | 423029-0000 | 8299
Pekerjaan Konstruksi Jembatan Pipa Duct dengan sistem gantung, Bentangan 20-40 meter dengan Tumpuan Tiang Beton 9 meter | 002416-0000 | 423027-0000 | 8297
Pekerjaan Konstruksi Pondasi Tower Transmisi Type DSP Class 3 Pad and Chimney with Piled | 002417-0000 | 129071-0000 | 8667
Pekerjaan Konstruksi Pondasi Tower Transmisi Type SSP5 Class 2 Pad and Chimney with Piled | 002418-0000 | 129063-0000 | 8659
Pekerjaan Konstruksi Pondasi Tower Transmisi Type SSP5 Class 3 Pad and Chimney with Piled | 002419-0000 | 129064-0000 | 8660
Pekerjaan Konstruksi Pondasi Tower Transmisi Type TSP15 Class 2 Pad and Chimney with Piled | 002420-0000 | 129065-0000 | 8661
Pekerjaan Konstruksi Pondasi Tower Transmisi Type TSP15 Class 3 Pad and Chimney with Piled | 002421-0000 | 129066-0000 | 8662
Pekerjaan Konstruksi Pondasi Tower Transmisi Type TSP15 Class 5 Pad and Chimney (Enlarged) or Raft with Piled | 002422-0000 | 129067-0000 | 8663
Pekerjaan Konstruksi Pondasi Tower Transmisi Type TSP30 Class 2 Pad and Chimney with Piled | 002423-0000 | 129068-0000 | 8664
Pekerjaan Konstruksi Pondasi Tower Transmisi Type TSP30 Class 3 Pad and Chimney with Piled | 002424-0000 | 129069-0000 | 8665
Pekerjaan Konstruksi Pondasi Tower Transmisi Type TSP60 Class 3 Pad and Chimney with Piled | 002425-0000 | 129070-0000 | 8666
Pekerjaan Lain-2 (area tidak terjangkau) | 002426-0000 | 129407-0000 | 11737
Pekerjaan Lain2 (tambahan harga /10 lt) | 002427-0000 | 129406-0000 | 11736
Pekerjaan Lain-lain (Gerindra) | 002428-0000 | 129409-0000 | 11739
Pekerjaan List Plafond | 002429-0000 | 129370-0000 | 11474
Pekerjaan Mainhole Plafond | 002430-0000 | 111355-0000 | 10139
Pekerjaan Memasang Badkip Fiberglass | 002431-0000 | 121110-0000 | 7908
Pekerjaan Memasang Badkip Porselen | 002432-0000 | 121109-0000 | 7907
Pekerjaan Memasang Bak Cuci Piring Stainles Steel | 002433-0000 | 121111-0000 | 7909
Pekerjaan Memasang Bak Mandi Fiberglass, volume 0.30 m3 | 002434-0000 | 121107-0000 | 7905
Pekerjaan Memasang Bak Mandi Fiberglass, volume 1.00 m3 | 002435-0000 | 121108-0000 | 7906
Pekerjaan Memasang Bak Mandi Teraso, volume 0.30 m3 | 002436-0000 | 121105-0000 | 7903
Pekerjaan Memasang Bak Mandi Teraso, volume 1.00 m3 | 002437-0000 | 121106-0000 | 7904
Pekerjaan Memasang Floor Drain | 002438-0000 | 121129-0000 | 7927
Pekerjaan Memasang Kloset Duduk / Monoblok | 002439-0000 | 121101-0000 | 7899
Pekerjaan Memasang Kloset Jongkok Porselen | 002440-0000 | 121102-0000 | 7900
Pekerjaan Memasang Kran diameter 3/4 inch atau 1/2 inch | 002441-0000 | 121128-0000 | 7926
Pekerjaan Memasang Pipa Beton diameter 30 cm - 100 cm | 002442-0000 | 121127-0000 | 7925
Pekerjaan Memasang Pipa Beton diameter 5 cm - 20 cm | 002443-0000 | 121126-0000 | 7924
Pekerjaan Memasang Pipa Galvanis diameter 1 inch | 002444-0000 | 121114-0000 | 7912
Pekerjaan Memasang Pipa Galvanis diameter 1/2 inch | 002445-0000 | 121112-0000 | 7910
Pekerjaan Memasang Pipa Galvanis diameter 11/2 inch | 002446-0000 | 121115-0000 | 7913
Pekerjaan Memasang Pipa Galvanis diameter 3 inch | 002447-0000 | 121116-0000 | 7914
Pekerjaan Memasang Pipa Galvanis diameter 3/4 inch | 002448-0000 | 121113-0000 | 7911
Pekerjaan Memasang Pipa Galvanis diameter 4 inch | 002449-0000 | 121117-0000 | 7915
Pekerjaan Memasang Pipa PVC tipe AW diameter 1 inch | 002450-0000 | 121120-0000 | 7918
Pekerjaan Memasang Pipa PVC tipe AW diameter 1/2 inch | 002451-0000 | 121118-0000 | 7916
Pekerjaan Memasang Pipa PVC tipe AW diameter 11/2 inch | 002452-0000 | 121121-0000 | 7919
Pekerjaan Memasang Pipa PVC tipe AW diameter 2 inch | 002453-0000 | 121122-0000 | 7920
Pekerjaan Memasang Pipa PVC tipe AW diameter 21/2 inch | 002454-0000 | 121123-0000 | 7921
Pekerjaan Memasang Pipa PVC tipe AW diameter 3 inch | 002455-0000 | 121124-0000 | 7922
Pekerjaan Memasang Pipa PVC tipe AW diameter 3/4 inch | 002456-0000 | 121119-0000 | 7917
Pekerjaan Memasang Pipa PVC tipe AW diameter 4 inch | 002457-0000 | 121125-0000 | 7923
Pekerjaan Memasang PVC Waterstop lebar 150 mm | 002458-0000 | 123033-0000 | 7780
Pekerjaan Memasang PVC Waterstop lebar 200 mm | 002459-0000 | 123034-0000 | 7781
Pekerjaan Memasang PVC Waterstop lebar 230 mm | 002460-0000 | 123035-0000 | 7782
Pekerjaan Memasang PVC Waterstop lebar 250 mm | 002461-0000 | 123036-0000 | 7783
Pekerjaan Memasang PVC Waterstop lebar 300 mm | 002462-0000 | 123037-0000 | 7784
Pekerjaan Memasang PVC Waterstop lebar 320 mm | 002463-0000 | 123038-0000 | 7785
Pekerjaan Memasang Urinoir Porselen | 002464-0000 | 121103-0000 | 7901
Pekerjaan Memasang Wastafel | 002465-0000 | 121104-0000 | 7902
Pekerjaan Membuat Beton (Site Mix) 1 Pc : 1.5Ps : 2.5 Split | 002466-0000 | 124008-0000 | 7793
Pekerjaan Membuat Beton (Site Mix) 1 Pc : 1.5Ps : 3 Split | 002467-0000 | 124007-0000 | 7792
Pekerjaan Membuat Beton (Site Mix) 1 Pc : 1Ps : 1 Split | 002468-0000 | 124009-0000 | 7794
Pekerjaan Membuat Beton (Site Mix) 1 Pc : 2Ps : 3 Split | 002469-0000 | 124005-0000 | 7790
Pekerjaan Membuat Beton (Site Mix) 1 Pc : 2Ps : 4 Split | 002470-0000 | 124006-0000 | 7791
Pekerjaan Membuat Beton Bertulang 1Pc, 2 Ps, 3 Split dengan (125 kg Pembesian) | 002471-0000 | 124024-0000 | 8279
Pekerjaan Membuat Beton Bertulang 1Pc,2 Ps,3 Split dengan (125 kg Pembesian) | 002472-0000 | 124023-0000 | 8253
Pekerjaan Membuat Beton Kedap Air dengan Strorox - 100 | 002473-0000 | 124010-0000 | 7795
Pekerjaan Membuat Lantai Kerja Beton Tumbuk 1 Pc : 3 Ps : 5 Krl | 002474-0000 | 124001-0000 | 7786
Pekerjaan Membuat Lantai Kerja Beton Tumbuk 1 Pc : 3 Ps : 6 Krl | 002475-0000 | 124002-0000 | 7787
Pekerjaan Membuat Lantai Kerja Beton Tumbuk 1 Pc : 4 Ps : 6 Krl | 002476-0000 | 124003-0000 | 7788
Pekerjaan Membuat Lantai Kerja Beton Tumbuk 1 PC, 3 Sand, 5 Split | 002477-0000 | 129471-0000 | 12670
Pekerjaan Membuat Tiang Pancang Prestressed Beton | 002478-0000 | 124004-0000 | 7789
Pekerjaan Menara pemantau | 002479-0000 | 129107-0000 | 9331
Pekerjaan Mendempul dan Menggosok Kayu | 002480-0000 | 121160-0000 | 7958
Pekerjaan Mengecatan Bidang Kayu Baru ( 1 Lapis Plamir ), 1 Lapis Cat Dasar, 2 Lapis Cat Penutup | 002481-0000 | 121161-0000 | 7959
Pekerjaan Mengerok Karat dan Cat Lama dengan Sand blasting dgn Tingkat Kebersihan Sa 21/2. | 002482-0000 | 121153-0000 | 7951
Pekerjaan Mengerok Karat dan Cat Lama Permukaan Baja dengan Cara Manual | 002483-0000 | 121152-0000 | 7950
Pekerjaan Mengikis / Mengerok Permukaan Cat Tembok Lama | 002484-0000 | 121149-0000 | 7947
Pekerjaan metal work gates | 002485-0000 | 129083-0000 | 9107
Pekerjaan Pasang & Bongkar Bekisting | 002486-0000 | 129450-0000 | 12225
Pekerjaan Pasang & Bongkar Bekisting Horizontal | 002487-0000 | 129400-0000 | 11730
Pekerjaan Pasang & Bongkar Bekisting Kepalan (kepala kolom, RW, CW dll) | 002488-0000 | 129401-0000 | 11731
Pekerjaan Pasang & Bongkar Bekisting Perancah di atas 5 m | 002489-0000 | 129403-0000 | 11733
Pekerjaan Pasang & Bongkar Bekisting shaft, gutter, block out,openning, stop cor,drop elevasi | 002490-0000 | 129402-0000 | 11732
Pekerjaan Pasang & Bongkar Bekisting Vertikal Diding, Parapet | 002491-0000 | 129399-0000 | 11729
Pekerjaan Pasang & BongkarBekisting vertikal (kecuali dinding dan parapet) | 002492-0000 | 129398-0000 | 11728
Pekerjaan pasang bronjong batas tanah warga di atas bendung | 002493-0000 | 129105-0000 | 9329
Pekerjaan pasang bronjong pada sisi sungai di atas bendung | 002494-0000 | 129104-0000 | 9328
Pekerjaan pasang bronjong perkuatan tanah area disposal Cross Drain-A | 002495-0000 | 129106-0000 | 9330
Pekerjaan Pasang Door Closer | 002496-0000 | 121140-0000 | 7938
Pekerjaan Pasang Door Stop | 002497-0000 | 121143-0000 | 7941
Pekerjaan Pasang Engsel Angin | 002498-0000 | 121137-0000 | 7935
Pekerjaan Pasang Engsel Jendela Kupu - kupu | 002499-0000 | 121136-0000 | 7934
Pekerjaan Pasang Engsel Pintu | 002500-0000 | 121135-0000 | 7933
Pekerjaan Pasang Kaca, tebal 12 mm | 002501-0000 | 121148-0000 | 7946
Pekerjaan Pasang Kaca, tebal 3 mm | 002502-0000 | 121145-0000 | 7943
Pekerjaan Pasang Kaca, tebal 5 mm | 002503-0000 | 121146-0000 | 7944
Pekerjaan Pasang Kaca, tebal 8 mm | 002504-0000 | 121147-0000 | 7945
Pekerjaan Pasang Kait angin | 002505-0000 | 121139-0000 | 7937
Pekerjaan Pasang Kunci Handle | 002506-0000 | 121133-0000 | 7931
Pekerjaan Pasang Kunci Handle Anti Panic Door | 002507-0000 | 121132-0000 | 7930
Pekerjaan Pasang Kunci Selot | 002508-0000 | 121141-0000 | 7939
Pekerjaan Pasang Kunci Silinder | 002509-0000 | 121134-0000 | 7932
Pekerjaan Pasang Pegangan Pintu / Door Holder | 002510-0000 | 121142-0000 | 7940
pekerjaan Pasang press klem utk GSW 55 | 002511-0000 | 323131-0000 | 9913
Pekerjaan Pasang Rel Pintu Dorong | 002512-0000 | 121144-0000 | 7942
Pekerjaan Pasang Spring Knip | 002513-0000 | 121138-0000 | 7936
Pekerjaan Pasangan Alluminium Foil / Sisalation | 002514-0000 | 127017-0000 | 7875
Pekerjaan Pasangan Atap Asbes Gelombang | 002515-0000 | 127006-0000 | 7864
Pekerjaan Pasangan Atap Fiber Glass/ Acrilic Gelombang | 002516-0000 | 127008-0000 | 7866
Pekerjaan Pasangan Atap Genteng Beton | 002517-0000 | 127003-0000 | 7861
Pekerjaan Pasangan Atap Genteng GRC | 002518-0000 | 127004-0000 | 7862
Pekerjaan Pasangan Atap Genteng Keramik Kodok/ Ukuran Besar | 002519-0000 | 127002-0000 | 7860
Pekerjaan Pasangan Atap Genteng Keramik Palentong/ Ukuran Kecil | 002520-0000 | 127001-0000 | 7859
Pekerjaan Pasangan Atap Metal/ Seng Gelombang | 002521-0000 | 127007-0000 | 7865
Pekerjaan Pasangan Atap Sirap | 002522-0000 | 127005-0000 | 7863
Pekerjaan Pasangan Bata Merah 1Pc : 3Ps 1 Bata | 002523-0000 | 123003-0000 | 7750
Pekerjaan Pasangan Bata Merah 1Pc : 3Ps 1/2 Bata | 002524-0000 | 123005-0000 | 7752
Pekerjaan Pasangan Bata Merah 1Pc : 5Ps 1 Bata | 002525-0000 | 123004-0000 | 7751
Pekerjaan Pasangan Bata Merah 1Pc : 5Ps 1/2 Bata | 002526-0000 | 123006-0000 | 7753
Pekerjaan Pasangan Batu kali 1 Pc : 3Ps | 002527-0000 | 123001-0000 | 7748
Pekerjaan Pasangan Batu kali 1 Pc : 5Ps | 002528-0000 | 123002-0000 | 7749
Pekerjaan Pasangan Bekisting Horizontal (convensional, Side & Boat Beam) | 002529-0000 | 129395-0000 | 11725
Pekerjaan Pasangan Bekisting Horizontgal Table Form (Balok & Plat Full System) | 002530-0000 | 129396-0000 | 11726
Pekerjaan Pasangan Bekisting Shaft, Gutter, Blockout, Openning, Stop Cor, Drop Elevasi,Plat Form (lantai kerja CW/SW) | 002531-0000 | 129397-0000 | 11727
Pekerjaan Pasangan Bekisting Umum | 002532-0000 | 124014-0000 | 7799
Pekerjaan Pasangan Bekisting untuk Balok | 002533-0000 | 124019-0000 | 7804
Pekerjaan Pasangan Bekisting untuk Dinding | 002534-0000 | 124021-0000 | 7806
Pekerjaan Pasangan Bekisting untuk Kolom | 002535-0000 | 124018-0000 | 7803
Pekerjaan Pasangan Bekisting untuk Pilecap | 002536-0000 | 129420-0000 | 11764
Pekerjaan Pasangan Bekisting untuk Pondasi | 002537-0000 | 124016-0000 | 7801
Pekerjaan Pasangan Bekisting untuk Sloof | 002538-0000 | 124017-0000 | 7802
Pekerjaan Pasangan Bekisting untuk Tangga | 002539-0000 | 124022-0000 | 7807
Pekerjaan Pasangan Bouvenlight Kayu Standar | 002540-0000 | 126005-0000 | 7835
Pekerjaan Pasangan Bubung Atap Asbes | 002541-0000 | 127013-0000 | 7871
Pekerjaan Pasangan Bubung Atap Fiber Glass/ Acrilic | 002542-0000 | 127016-0000 | 7874
Pekerjaan Pasangan Bubung Atap GRC | 002543-0000 | 127014-0000 | 7872
Pekerjaan Pasangan Bubung Atap Metal/ Seng | 002544-0000 | 127015-0000 | 7873
Pekerjaan Pasangan Bubung Genteng Beton | 002545-0000 | 127011-0000 | 7869
Pekerjaan Pasangan Bubung Genteng Keramik Kodok | 002546-0000 | 127010-0000 | 7868
Pekerjaan Pasangan Bubung Genteng Keramik Palentong | 002547-0000 | 127009-0000 | 7867
Pekerjaan Pasangan Bubung Sirap Kayu | 002548-0000 | 127012-0000 | 7870
Pekerjaan Pasangan Daun Jendela dan Kaca Standar 1 (Kecil) | 002549-0000 | 126008-0000 | 7838
Pekerjaan Pasangan Daun Jendela dan Kaca Standar 2 (Besar) | 002550-0000 | 126009-0000 | 7839
Pekerjaan Pasangan Daun Pintu Kayu (Double Swing) | 002551-0000 | 126007-0000 | 7837
Pekerjaan Pasangan Daun Pintu Kayu (Single Swing) | 002552-0000 | 126006-0000 | 7836
Pekerjaan Pasangan Dinding Bata Klinker 5 x 5 x 24 cm | 002553-0000 | 125019-0000 | 7826
Pekerjaan Pasangan Dinding Batu Paros | 002554-0000 | 125020-0000 | 7827
Pekerjaan Pasangan Dinding Batu Tempel Arsitektur | 002555-0000 | 125021-0000 | 7828
Pekerjaan Pasangan Dinding Keramik 20 x 25 cm, | 002556-0000 | 125017-0000 | 7824
Pekerjaan Pasangan Dinding Keramik 40 x 60 cm, | 002557-0000 | 125018-0000 | 7825
Pekerjaan Pasangan Floor Hardener | 002558-0000 | 125023-0000 | 7830
Pekerjaan Pasangan Jalusi/ Ventilasi Kayu dan Kaca Standar | 002559-0000 | 126010-0000 | 7840
Pekerjaan Pasangan Jendela Besi Tahan Api dan Rangka | 002560-0000 | 129007-0000 | 7887
Pekerjaan Pasangan Jendela Besi/ Baja dan Rangka | 002561-0000 | 129005-0000 | 7885
Pekerjaan Pasangan Jendela Kaca dan Frame Allumunium | 002562-0000 | 129014-0000 | 7894
Pekerjaan Pasangan Jendela Nako dan Tralis | 002563-0000 | 129018-0000 | 7898
Pekerjaan Pasangan Kaso + Reng Atap Genteng Konvensional | 002564-0000 | 126013-0000 | 7843
Pekerjaan Pasangan Kaso + Reng Atap Sirap Kayu | 002565-0000 | 126014-0000 | 7844
Pekerjaan Pasangan Kawat Harmonika (Chain Link) | 002566-0000 | 129016-0000 | 7896
Pekerjaan Pasangan Kawat Kassa | 002567-0000 | 129017-0000 | 7897
Pekerjaan Pasangan Konstruksi Atap Kuda-kuda Konvensional | 002568-0000 | 126011-0000 | 7841
Pekerjaan Pasangan Konstruksi Atap Kuda-kuda Truss | 002569-0000 | 126012-0000 | 7842
Pekerjaan Pasangan Konstruksi Lantai Kayu | 002570-0000 | 126027-0000 | 7857
Pekerjaan Pasangan Konstruksi Rangka Lantai Kayu | 002571-0000 | 126026-0000 | 7856
Pekerjaan Pasangan Konstruksi Struktur Rangka Kayu | 002572-0000 | 126028-0000 | 7858
Pekerjaan Pasangan Kusen Allumunium | 002573-0000 | 129012-0000 | 7892
Pekerjaan Pasangan Kusen Jendela Kayu Standar 1 (Kecil) | 002574-0000 | 126003-0000 | 7833
Pekerjaan Pasangan Kusen Jendela Kayu Standar 2 (Besar) | 002575-0000 | 126004-0000 | 7834
Pekerjaan Pasangan Kusen Pintu Kayu (Double Swing) | 002576-0000 | 126002-0000 | 7832
Pekerjaan Pasangan Kusen Pintu Kayu (Single Swing) | 002577-0000 | 126001-0000 | 7831
Pekerjaan Pasangan Langit - langit Akustik 6 mm | 002578-0000 | 128002-0000 | 7877
Pekerjaan Pasangan Langit - langit Asbes 6 mm | 002579-0000 | 128005-0000 | 7880
Pekerjaan Pasangan Langit - langit Gypsum 6 mm | 002580-0000 | 128001-0000 | 7876
Pekerjaan Pasangan Langit - langit Plywood 4 mm | 002581-0000 | 128003-0000 | 7878
Pekerjaan Pasangan Langit - langit Plywood 6 mm | 002582-0000 | 128004-0000 | 7879
Pekerjaan Pasangan Lantai Karpet | 002583-0000 | 125015-0000 | 7822
Pekerjaan Pasangan Lantai Marmer/ Tera, ukuran 40 x 40 cm | 002584-0000 | 125006-0000 | 7813
Pekerjaan Pasangan Lantai Marmer/ Tera, ukuran 60 x 60 cm | 002585-0000 | 125005-0000 | 7812
Pekerjaan Pasangan Lantai Parquet Jati | 002586-0000 | 125014-0000 | 7821
Pekerjaan Pasangan Lantai Ubin/ Keramik, ukuran 20 x 20 cm | 002587-0000 | 125004-0000 | 7811
Pekerjaan Pasangan Lantai Ubin/ Keramik, ukuran 30 x 30 cm | 002588-0000 | 125003-0000 | 7810
Pekerjaan Pasangan Lantai Ubin/ Keramik, ukuran 40 x 40 cm | 002589-0000 | 125002-0000 | 7809
Pekerjaan Pasangan Lantai Ubin/ Keramik, ukuran 60 x 60 cm | 002590-0000 | 125001-0000 | 7808
Pekerjaan Pasangan Lantai Vinyl Karet 30 x 30 cm | 002591-0000 | 125013-0000 | 7820
Pekerjaan Pasangan Lisplank Kayu, 1x( 3 x 20 ) cm | 002592-0000 | 126021-0000 | 7851
Pekerjaan Pasangan Lisplank Kayu, 1x( 3 x 30 ) cm | 002593-0000 | 126022-0000 | 7852
Pekerjaan Pasangan Lisplank Kayu, 2x( 3 x 20 ) cm | 002594-0000 | 126023-0000 | 7853
Pekerjaan Pasangan Lisplank Kayu, 2x( 3 x 30 ) cm | 002595-0000 | 126024-0000 | 7854
Pekerjaan Pasangan List Plapond Kayu Profile | 002596-0000 | 126025-0000 | 7855
Pekerjaan Pasangan Pintu Besi Tahan Api dan Rangka | 002597-0000 | 129006-0000 | 7886
Pekerjaan Pasangan Pintu Allumunium dan Rangka | 002598-0000 | 129010-0000 | 7890
Pekerjaan Pasangan Pintu Besi/ Baja dan Rangka | 002599-0000 | 129004-0000 | 7884
Pekerjaan Pasangan Pintu Gulung Besi (Rolling Door) dan Rangka | 002600-0000 | 129008-0000 | 7888
Pekerjaan Pasangan Pintu Kaca dan Frame Allumunium | 002601-0000 | 129013-0000 | 7893
Pekerjaan Pasangan Pintu Lipat Besi dan Rangka | 002602-0000 | 129009-0000 | 7889
Pekerjaan Pasangan Pintu Suncreen Allumunium | 002603-0000 | 129011-0000 | 7891
Pekerjaan Pasangan Plint Marmer/ Tera, ukuran 10 x 40 cm | 002604-0000 | 125011-0000 | 7818
Pekerjaan Pasangan Plint Marmer/ Tera, ukuran 10 x 60 cm | 002605-0000 | 125012-0000 | 7819
Pekerjaan Pasangan Plint Ubin/ Keramik, ukuran 10 x 20 cm | 002606-0000 | 125007-0000 | 7814
Pekerjaan Pasangan Plint Ubin/ Keramik, ukuran 10 x 30 cm | 002607-0000 | 125008-0000 | 7815
Pekerjaan Pasangan Plint Ubin/ Keramik, ukuran 10 x 40 cm | 002608-0000 | 125009-0000 | 7816
Pekerjaan Pasangan Plint Ubin/ Keramik, ukuran 10 x 60 cm | 002609-0000 | 125010-0000 | 7817
Pekerjaan Pasangan Rangka Atap Baja | 002610-0000 | 129001-0000 | 7881
Pekerjaan Pasangan Rangka Atap Baja Ringan (Truss) | 002611-0000 | 129002-0000 | 7882
Pekerjaan Pasangan Rangka Langit - langit Kayu, (100 x 100) cm | 002612-0000 | 126015-0000 | 7845
Pekerjaan Pasangan Rangka Langit - langit Kayu, (40 x 40) cm | 002613-0000 | 126020-0000 | 7850
Pekerjaan Pasangan Rangka Langit - langit Kayu, (50 x 50) cm | 002614-0000 | 126019-0000 | 7849
Pekerjaan Pasangan Rangka Langit - langit Kayu, (50 x 100) cm | 002615-0000 | 126018-0000 | 7848
Pekerjaan Pasangan Rangka Langit - langit Kayu, (60 x 100) cm | 002616-0000 | 126017-0000 | 7847
Pekerjaan Pasangan Rangka Langit - langit Kayu, (60 x 120) cm | 002617-0000 | 126016-0000 | 7846
Pekerjaan Pasangan Stoot Werk | 002618-0000 | 124015-0000 | 7800
Pekerjaan Pasangan Struktur Rangka Ruang Baja (Space) | 002619-0000 | 129003-0000 | 7883
Pekerjaan Pasangan Talang PVC (Gutter Rain), W 140 | 002620-0000 | 121130-0000 | 7928
Pekerjaan Pasangan Talang PVC 1/2 Lingkaran diameter 10 cm, | 002621-0000 | 121131-0000 | 7929
Pekerjaan Pasangan Tralis Besi | 002622-0000 | 129015-0000 | 7895
Pekerjaan Pasangan Underlyer, tebal 6 mm | 002623-0000 | 125016-0000 | 7823
Pekerjaan Pasangan Wall Covering (Wall Paper) lebar 50 cm | 002624-0000 | 125022-0000 | 7829
Pekerjaan Pelaburan Bidang Kayu dengan Cat Residu dan Ter | 002625-0000 | 121164-0000 | 7962
Pekerjaan Pelaburan Bidang Kayu dengan Pelitur | 002626-0000 | 121163-0000 | 7961
Pekerjaan Pelaburan Bidang Kayu dengan Teak Oil | 002627-0000 | 121162-0000 | 7960
Pekerjaan Pelaburan Bidang Kayu dengan Vernis | 002628-0000 | 121165-0000 | 7963
Pekerjaan Pelesteran Beton 1Pc : 2Ps, tebal 15 mm | 002629-0000 | 123024-0000 | 7771
Pekerjaan Pelesteran Beton 1Pc : 3Ps, tebal 15 mm | 002630-0000 | 123025-0000 | 7772
Pekerjaan Pelesteran Ciprat 1 Pc : 2 Ps | 002631-0000 | 123027-0000 | 7774
Pekerjaan Pelesteran Siar Adukan 1 Pc : 2 Ps | 002632-0000 | 123028-0000 | 7775
Pekerjaan Pelesteran Skoring 1Pc : 2Ps | 002633-0000 | 123026-0000 | 7773
Pekerjaan Pelesteran Waterfroof Batacote 3 lapis | 002634-0000 | 123029-0000 | 7776
Pekerjaan Pemadatan tanah | 002635-0000 | 122011-0000,2001017 | 7745
Pekerjaan Pemasangan / Penarikan Kabel Serat Optik (FO) FTTH Distribusi | 002636-0000 | 424065-0000 | 9306
Pekerjaan Pemasangan / Penarikan Kabel Serat Optik (FO) FTTH Feeder | 002637-0000 | 424066-0000 | 9307
Pekerjaan Pemasangan AC Cab, seal dan Kit | 002638-0000 | 421012-0000 | 8093
Pekerjaan Pemasangan Aircraft Warning Lights di konduktor | 002639-0000 | 221055-0000 | 12107
Pekerjaan Pemasangan Aircraft Warning Lights di Tower | 002640-0000 | 221057-0000 | 12186
Pekerjaan Pemasangan Aircraft warning spheres ball | 002641-0000 | 129053-0000 | 8631
Pekerjaan Pemasangan Aksesoris Kabel FO ADSS 24 core | 002642-0000 | 424146-0000 | 10153
Pekerjaan Pemasangan Aksesoris tiang eksisting | 002643-0000 | 424160-0000 | 10295
Pekerjaan Pemasangan Aksesoris Tiang Telepon (Steel Pole) 7 meter | 002644-0000 | 421009-0000 | 8090
Pekerjaan Pemasangan Aluminium Cable Tray W.100 | 002645-0000 | 221002-0000 | 8317
Pekerjaan Pemasangan Anti climbing guards (1 sets per steelpole) | 002646-0000 | 129052-0000 | 8630
Pekerjaan Pemasangan Anti climbing guards (4 sets per tower) | 002647-0000 | 129051-0000 | 8629
Pekerjaan Pemasangan Chemical Anchor Up to M20 | 002648-0000 | 221026-0000 | 9841
Pekerjaan pemasangan Continuous or cross-connected counterpoise cable 30 m length, 450 mm depth | 002649-0000 | 323026-0000 | 8600
Pekerjaan Pemasangan Danger Plate with fixing facilities (2 sets per tower) | 002650-0000 | 129049-0000 | 8627
Pekerjaan Pemasangan Earthing angle comprising 4 sets of galvanized steel, lead wire, including all clamps. | 002651-0000 | 323025-0000 | 8599
Pekerjaan Pemasangan Fiber Optic Cable Rack 19 Inchi | 002652-0000 | 423025-0000 | 8295
Pekerjaan Pemasangan Frame Baja untuk Hand Hole ukuran 60x60 cm | 002653-0000 | 123049-0000 | 8334
Pekerjaan Pemasangan Frame Baja untuk Hand Hole ukuran 80x80 cm | 002654-0000 | 123039-0000 | 8333
Pekerjaan Pemasangan Galvanize Steel Pole 2 inchi 4 meter | 002655-0000 | 421011-0000 | 8092
Pekerjaan pemasangan Gantry Joint Box (GB) | 002656-0000 | 323024-0000 | 8597
Pekerjaan Pemasangan GB-G3 grounding Steel rods | 002657-0000 | 323030-0000 | 8676
Pekerjaan pemasangan grounding 1 titik rod pada ODP/kotak pembagi (max 3 ohm) | 002658-0000 | 323021-0000 | 8454
Pekerjaan pemasangan grounding 3 titik rod pada ODC (max 1 ohm) | 002659-0000 | 323020-0000 | 8453
Pekerjaan pemasangan grounding Integrasi | 002660-0000 | 323050-0000 | 9550
Pekerjaan Pemasangan Grounding Rod Diameter 7/8 inchi | 002661-0000 | 323002-0000 | 8120
Pekerjaan Pemasangan HH ukuran diameter dalam (P X L X T 40x40x40) cor beton 1-2-3 | 002662-0000 | 424062-0000 | 9302
Pekerjaan Pemasangan HH ukuran diameter dalam (P X L X T 60x40x60) cor beton 1-2-3 | 002663-0000 | 424063-0000 | 9304
Pekerjaan Pemasangan Kabel Elektrik Diameter 12-25 mm | 002664-0000 | 323003-0000 | 8192
Pekerjaan Pemasangan Kabel Grounding Diameter 35 -50 mm | 002665-0000 | 323001-0000 | 8119
Pekerjaan Pemasangan Kabel Temberang (Sling) | 002666-0000 | 121167-0000 | 8256
Pekerjaan Pemasangan kabel UTP/RF/Power | 002667-0000 | 424175-0000 | 11643
Pekerjaan pemasangan label odp | 002668-0000 | 424127-0000 | 10040
Pekerjaan pemasangan label odp | 002669-0000 | 424128-0000 | 10041
Pekerjaan Pemasangan Lampu Penerangan Electric Type Baret | 002670-0000 | 323005-0000 | 8194
Pekerjaan Pemasangan Lampu Penerangan Electric Type Down Light | 002671-0000 | 323006-0000 | 8195
Pekerjaan Pemasangan Lampu Penerangan Electric Type TL | 002672-0000 | 323004-0000 | 8193
Pekerjaan Pemasangan Lapisan ijuk | 002673-0000 | 122013-0000 | 7747
Pekerjaan Pemasangan MCB 1 phase, Single Pole | 002674-0000 | 323011-0000 | 8200
Pekerjaan Pemasangan MCB 3 phase, Three Pole | 002675-0000 | 323012-0000 | 8201
Pekerjaan Pemasangan Number Plate & Phase Plate with fixing facilities (2 sets per tower/steelpole) | 002676-0000 | 129050-0000 | 8628
Pekerjaan pemasangan ODP type Indoor/wall Kap 8 core (ODP-A-8) | 002677-0000 | 424143-0000 | 10146
Pekerjaan pemasangan ODP-A-16, ODP type Indoor/wall Kap 16 | 002678-0000 | 424137-0000 | 10126
Pekerjaan Pemasangan Pacth Core (PC) 2m | 002679-0000 | 424005-0000 | 8107
Pekerjaan Pemasangan Panel Aksesoris pada Disturbance Fault Recorder Panel | 002680-0000 | 313857-0000 | 12865
Pekerjaan Pemasangan Panel Aksesoris pada Disturbance Fault Recorder Panel | 002681-0000 | 323254-0000 | 12866
Pekerjaan Pemasangan Panel Aksesoris pada Protection & Control Panel for 150 kV Busbar | 002682-0000 | 323252-0000 | 12863
Pekerjaan Pemasangan Panel Aksesoris pada Protection & Control Panel for 150 kV Transformer bay | 002683-0000 | 323253-0000 | 12864
Pekerjaan Pemasangan Panel Aksesoris pada Protection & Control Panel for Line Feeder Bay (OHL) 150 kV line bay | 002684-0000 | 323251-0000 | 12862
Pekerjaan Pemasangan Panel Aksesoris untuk Common System Cubicle | 002685-0000 | 323256-0000 | 12874
Pekerjaan Pemasangan Panel Aksesoris untuk Energy Meters And Panel For 150 kV Line & Transformer Bays | 002686-0000 | 313863-0000 | 12873
Pekerjaan Pemasangan Panel Aksesoris untuk Line Feeder Bay (Consumer) | 002687-0000 | 323257-0000 | 12876
Pekerjaan Pemasangan Panel MCB 10-15 Pole | 002688-0000 | 323015-0000 | 8204
Pekerjaan Pemasangan Panel MCB 3-5 Pole | 002689-0000 | 323013-0000 | 8202
Pekerjaan Pemasangan Panel MCB 5-10 Pole | 002690-0000 | 323014-0000 | 8203
Pekerjaan Pemasangan Panel ODC 144 Core | 002691-0000 | 423021-0000 | 8292
Pekerjaan Pemasangan Panel ODC 288 Core | 002692-0000 | 424001-0000 | 8103
Pekerjaan Pemasangan Panel ODC 48 Core | 002693-0000 | 424084-0000 | 9549
Pekerjaan Pemasangan Panel ODC 576 Core | 002694-0000 | 424002-0000 | 8104
Pekerjaan Pemasangan Panel ODP CA 16 Core | 002695-0000 | 424003-0000 | 8105
Pekerjaan Pemasangan Panel ODP CA 8 Core | 002696-0000 | 424004-0000 | 8106
Pekerjaan Pemasangan Panel ODP PB 16 Core | 002697-0000 | 424025-0000 | 8260
Pekerjaan Pemasangan Panel ODP PB 8 Core | 002698-0000 | 424026-0000 | 8261
Pekerjaan Pemasangan Passive Spliter | 002699-0000 | 424088-0000 | 9813
Pekerjaan Pemasangan Passive Spliter 1:4 | 002700-0000 | 424006-0000 | 8108
Pekerjaan Pemasangan Passive Spliter 1-2 | 002701-0000 | 424027-0000 | 8262
Pekerjaan Pemasangan Passive Spliter 1-8 | 002702-0000 | 424028-0000 | 8263
Pekerjaan pemasangan Passive Splitter 1 to 4 type Modular SC/UPC, for ODC termasuk Pigtail | 002703-0000 | 424138-0000 | 10128
Pekerjaan pemasangan patch cord 2 meter, (FC/LC/SC-APC To FC/LC/SC-APC), G.652 D | 002704-0000 | 424135-0000 | 10122
Pekerjaan Pemasangan Pipa Baja Galvanize 4 Inchi | 002705-0000 | 121171-0000 | 8284
Pekerjaan Pemasangan Pipa Duct dengan system gantung 1 tiang besi, bentang s/d 100 meter | 002706-0000 | 221016-0000 | 9548
Pekerjaan Pemasangan Pipa Duct dengan system gantung 1 tiang besi, bentang s/d 40 meter | 002707-0000 | 424070-0000 | 9402
Pekerjaan Pemasangan Pipa Duct Diameter 33/40, dengan Sitem Galian Terbuka, termasuk Perbaikan Kembali | 002708-0000 | 423033-0000 | 8303
Pekerjaan Pemasangan Pipa Duct Diameter 33/40, dengan Sitem Pengeboran Tanah Horizontal | 002709-0000 | 423031-0000 | 8301
Pekerjaan Pemasangan Pipa Duct PVC Diameter 4 inch, dengan Sitem Pengeboran Tanah Horizontal | 002710-0000 | 423030-0000 | 8300
Pekerjaan Pemasangan Pipa Duct PVC Diameter 4 inchi, dengan Sitem Pengeboran Tanah Horizontal | 002711-0000 | 121168-0000 | 8281
Pekerjaan Pemasangan Pondasi Batu Kali (Stone Masonry) | 002712-0000 | 129072-0000 | 8668
Pekerjaan Pemasangan Raiser Steel Pipe 1 inchi | 002713-0000 | 421010-0000 | 8091
Pekerjaan Pemasangan Rise Pipe untuk pengaman kabel optik ke ODC Pole / titik naik KU diamater 1 panjang 3 meter | 002714-0000 | 221015-0000 | 9530
Pekerjaan Pemasangan Riser Pipe untuk pengaman kabel optik ke ODC Pole / titik naik KU diamater 2 inch panjang 3 meter | 002715-0000 | 424161-0000 | 10296
Pekerjaan Pemasangan Saklar Ganda | 002716-0000 | 323008-0000 | 8197
Pekerjaan Pemasangan Saklar Triple | 002717-0000 | 323009-0000 | 8198
Pekerjaan Pemasangan Saklar Tungal | 002718-0000 | 323007-0000 | 8196
Pekerjaan Pemasangan SC Connector untuk Drop Wire | 002719-0000 | 424029-0000 | 8264
Pekerjaan Pemasangan Set Top Box | 002720-0000 | 424139-0000 | 10129
Pekerjaan Pemasangan Set Top Box dan Optical Network Terminal | 002721-0000 | 424140-0000 | 10130
Pekerjaan Pemasangan Splice Clusure FO 264 Core, In Duct | 002722-0000 | 424009-0000 | 8111
Pekerjaan Pemasangan steiger Pengaman (bambu) | 002723-0000 | 129127-0000 | 9893
Pekerjaan Pemasangan Stop Kontak | 002724-0000 | 323010-0000 | 8199
Pekerjaan Pemasangan Sub Soil Drain | 002725-0000 | 221060-0000 | 12504
Pekerjaan Pemasangan Tangga Besi | 002726-0000 | 129124-0000 | 9842
Pekerjaan Pemasangan Temberang Sokong 7 Mtr Kuat Tarik 140 Kg | 002727-0000 | 221001-0000 | 8316
Pekerjaan Pemasangan Temberang Sokong 7m, Kekuatan tarik 140Kg | 002728-0000 | 424044-0000 | 8678
Pekerjaan Pemasangan Tiang Telepon (Concrete Pole) 9 meter | 002729-0000 | 423028-0000 | 8298
Pekerjaan Pemasangan Tiang Telepon (Steel Pole) 7 meter | 002730-0000 | 421008-0000 | 8089
Pekerjaan Pemasangan Tiang Telepon (Steel Pole) 9 meter | 002731-0000 | 423019-0000 | 8290
Pekerjaan Pemasangan Tower Fitman | 002732-0000 | 129136-0000 | 10154
Pekerjaan Pemasangan Wall Paper | 002733-0000 | 121151-0000 | 7949
Pekerjaan Pemasangan Warning Tape | 002734-0000 | 421006-0000 | 8087
Pekerjaan Pemasangan/ Penarikan Kabel Power Tembaga Diameter >25-35 mm | 002735-0000 | 422001-0000 | 8094
Pekerjaan Pemasangan/ Penarikan Kabel Serat Optik (FO) 12 Core, In Duct | 002736-0000 | 422007-0000 | 8532
Pekerjaan Pemasangan/ Penarikan Kabel Serat Optik (FO) 144 Core, In Duct | 002737-0000 | 424040-0000 | 8672
Pekerjaan Pemasangan/ Penarikan Kabel Serat Optik (FO) 24 Core, Aerial | 002738-0000 | 422013-0000 | 8539
Pekerjaan Pemasangan/ Penarikan Kabel Serat Optik (FO) 24 Core, In Duct | 002739-0000 | 422008-0000 | 8533
Pekerjaan Pemasangan/ Penarikan Kabel Serat Optik (FO) 264 Core, In Duct | 002740-0000 | 424041-0000 | 8673
Pekerjaan Pemasangan/ Penarikan Kabel Serat Optik (FO) 288 Core, In Duct | 002741-0000 | 424068-0000 | 9396
Pekerjaan Pemasangan/ Penarikan Kabel Serat Optik (FO) 48 Core, Aerial | 002742-0000 | 422014-0000 | 8540
Pekerjaan Pemasangan/ Penarikan Kabel Serat Optik (FO) 48 Core, In Duct | 002743-0000 | 422009-0000 | 8534
Pekerjaan Pemasangan/ Penarikan Kabel Serat Optik (FO) 8 Core, Aerial | 002744-0000 | 422012-0000 | 8538
Pekerjaan Pemasangan/ Penarikan Kabel Serat Optik (FO) 96 Core, Aerial | 002745-0000 | 424042-0000 | 8674
Pekerjaan Pemasangan/ Penarikan Kabel Serat Optik (FO) 96 Core, In Duct | 002746-0000 | 422010-0000 | 8535
Pekerjaan Pemasangan/ Penarikan Kabel Serat Optik (FO) >08-48 Core, Aerial | 002747-0000 | 422002-0000 | 8095
Pekerjaan Pemasangan/ Penarikan Kabel Serat Optik (FO) >12-96 Core, In Duct | 002748-0000 | 422003-0000 | 8096
Pekerjaan Pemasangan/ Penarikan Kabel Serat Optik (FO) >96-264 Core, In Duct | 002749-0000 | 422004-0000 | 8097
Pekerjaan Pemasangan/ Penarikan Kabel Serat Optik (FO) 12 Core, Aerial | 002750-0000 | 422011-0000 | 8537
Pekerjaan Pemasangan/ Penarikan Kabel Tel. Tembaga Diameter >25-35 mm | 002751-0000 | 422005-0000 | 8098
Pekerjaan Pemasangan/ Penarikan Kabel Tel. Tembaga Diameter >35-45 mm | 002752-0000 | 422006-0000 | 8099
Pekerjaan Pemasangan/ Penggelaran 1 Pipa Sub-Duct HDPE Diameter 28/32 inchi, Sistem Manual | 002753-0000 | 421005-0000 | 8086
Pekerjaan Pemasangan/ Penggelaran 3 Pipa Sub-Duct HDPE Diameter 28/32 inchi, Sistem Manual | 002754-0000 | 421003-0000 | 8084
Pekerjaan Pemasangan/ Penggelaran Pipa Duct HDPE Diameter 1 inchi, Sistem Manual | 002755-0000 | 421001-0000 | 8082
Pekerjaan Pemasangan/ Penggelaran Pipa Duct HDPE Diameter 40/33 inchi, Sistem Manual | 002756-0000 | 421002-0000 | 8083
Pekerjaan Pemasangan/ Penggelaran Pipa Duct HDPE Diameter 50/42 inchi, Sistem Manual | 002757-0000 | 423032-0000 | 8302
Pekerjaan Pemasangan/ Penggelaran Pipa HDPE Diameter 4 inchi, Sistem Manual | 002758-0000 | 421004-0000 | 8085
Pekerjaan Pemasangan/ Penggelaran Pipa PVC Diameter 4 inchi, Sistem Manual | 002759-0000 | 421013-0000 | 8265
Pekerjaan Pemasangan/ Penggelaran Pipa PVC Diameter 4 inchi, Sistem Manual | 002760-0000 | 121169-0000 | 8282
Pekerjaan Pemasangan/ Penyambungan Daya Listrik 2200 VA (Non-Multiguna) | 002761-0000 | 321001-0000 | 8113
Pekerjaan Pemasangan/ Penyambungan Daya Listrik 3500 VA (Non-Multiguna) | 002762-0000 | 321002-0000 | 8114
Pekerjaan Pemasangan/ Penyambungan Daya Listrik 4000 VA (Non-Multiguna) | 002763-0000 | 323016-0000 | 8266
Pekerjaan Pemasangan/ Penyambungan Daya Listrik 4400 VA (Non-Multiguna) | 002764-0000 | 321003-0000 | 8115
Pekerjaan Pemasangan/Penyambungan Daya Listrik 200 KVA | 002765-0000 | 323032-0000 | 9025
Pekerjaan Pembersihan Duct (Rodding) | 002766-0000 | 421007-0000 | 8088
Pekerjaan Pembesian dengan Besi Polos atau Besi Ulir | 002767-0000 | 124011-0000 | 7796
Pekerjaan Pembesian dengan Besi Ulir atau Besi Polos | 002768-0000 | 129423-0000 | 11787
Pekerjaan pembongkaran tiang beton 9 meter | 002769-0000 | 123042-0000 | 8373
Pekerjaan pembuatan gorong-gorong uk.1x1 m di alur-di atas Bendung | 002770-0000 | 129103-0000 | 9327
Pekerjaan Pembuatan Handhole | 002771-0000 | 129099-0000 | 9287
Pekerjaan Pembuatan Handhole Type HH1 ukuran dimensi dalam (P X L X T sama dengan 170x150x165) cor beton 1 bagi 2 bagi 3 | 002772-0000 | 111369-0000 | 10262
Pekerjaan pembuatan pondasi construction all type, side walk and protection bar referr to PPJT JARLOKAT dan grounding system for equipment and sealed material (maks 1 ohm) | 002773-0000 | 423035-0000 | 8452
Pekerjaan Pembuatan Pondasi ODC 144 Core, termasuk Lantai Keramik dan Pengaman (5 buah tongak pipa baja) | 002774-0000 | 423023-0000 | 8293
Pekerjaan Pembuatan Pondasi ODC 288 Core, termasuk Lantai Keramik dan Pengaman (5 buah tongak pipa baja) | 002775-0000 | 129135-0000 | 10115
Pekerjaan Pembuatan Portal (Material dan Jasa) | 002776-0000 | 111267-0000 | 9024
Pekerjaan Pembuatan Pos Jaga (Material dan Jasa) | 002777-0000 | 111264-0000 | 9021
Pekerjaan Penarikan & Pemasangan Conductor & Aksesoris (Stringing) | 002778-0000 | 323023-0000 | 8596
Pekerjaan Penarikan dan sagging kawat GSW 55 | 002779-0000 | 323120-0000 | 9901
Pekerjaan Penarikan kabel & terminasi dari RTU ke panel kontrol | 002780-0000 | 323031-0000 | 8700
Pekerjaan Penarikan Kabel FO ADSS 24 core | 002781-0000 | 424145-0000 | 10152
Pekerjaan penarikan kabel FO eksisting (rehaspel) | 002782-0000 | 423010-0000 | 8374
Pekerjaan Penarikan/Pemasangan Kabel Konduktor (Stringing) | 002783-0000 | 323019-0000 | 8447
Pekerjaan Pengaspalan Termasuk Subase dan Surface | 002784-0000 | 124025-0000 | 8280
Pekerjaan Pengaspalan termasuk Subbase dan Surface | 002785-0000 | 121201-0000 | 8248
Pekerjaan Pengeboran Tanah Horizontal Diameter 4 inchi, Sistem Manual | 002786-0000 | 122015-0000 | 8076
Pekerjaan Pengeboran Tanah Horizontal Diameter s/d 2 inchi, Sistem Manual | 002787-0000 | 122014-0000 | 8075
Pekerjaan Pengecatan Permukaan Baja Dengan Cat Besi, 1 Lapis Cat Dasar, 2 Lapis Cat Penutup | 002788-0000 | 121156-0000 | 7954
Pekerjaan Pengecatan Permukaan Baja Dengan Galvanis secara Fabrikasi, tebal 200 um | 002789-0000 | 121159-0000 | 7957
Pekerjaan Pengecatan Permukaan Baja Dengan Galvanis secara Manual, tebal 200 um | 002790-0000 | 121157-0000 | 7955
Pekerjaan Pengecatan Permukaan Baja Dengan Galvanis secara Semprot, tebal 200 um | 002791-0000 | 121158-0000 | 7956
Pekerjaan Pengecatan Permukaan Baja dengan Meni Besi | 002792-0000 | 121154-0000 | 7952
Pekerjaan Pengecatan Permukaan Baja dengan Meni Besi dan Perancah | 002793-0000 | 121155-0000 | 7953
Pekerjaan Pengecatan Steelpole | 002794-0000 | 129075-0000 | 8671
Pekerjaan Pengecatan Tembok Baru ( 1 Plamir, 1 Lapis Cat Dasar, 2 Lapis Cat Penutup ) | 002795-0000 | 121150-0000 | 7948
Pekerjaan Pengecoran Beton Bertulang K 225 | 002796-0000 | 129300-0000 | 10895
Pekerjaan Pengelasan Basic Tower | 002797-0000 | 221043-0000 | 10889
Pekerjaan Pengukuran kembali (site) dan Pemasangan Bowplank | 002798-0000 | 121004-0000 | 7724
Pekerjaan Pengukuran Resistivitas Tanah (Geolistrik) | 002799-0000 | 323237-0000 | 12658
Pekerjaan peninggian tutup manhole / handhole | 002800-0000 | 129149-0000 | 10287
Pekerjaan Penstock Mechanical works | 002801-0000 | 129082-0000 | 9104
Pekerjaan penyambungan cable serat optik (optical splice/termination) untuk FO 12 core | 002802-0000 | 424045-0000 | 8714
Pekerjaan penyambungan cable serat optik (optical splice/termination) untuk FO 24 core | 002803-0000 | 423004-0000 | 8357
Pekerjaan Penyambungan Kabel Serat Optik (Optical Splice/ Termination) | 002804-0000 | 423001-0000 | 8100
Pekerjaan penyambungan kabel serat optik (optical splice/termination) untuk FO 144 core | 002805-0000 | 423008-0000 | 8361
Pekerjaan penyambungan kabel serat optik (optical splice/termination) untuk FO 24 core | 002806-0000 | 423005-0000 | 8358
Pekerjaan penyambungan kabel serat optik (optical splice/termination) untuk FO 264 core | 002807-0000 | 424046-0000 | 8715
Pekerjaan penyambungan kabel serat optik (optical splice/termination) untuk FO 288 core | 002808-0000 | 423009-0000 | 8362
Pekerjaan penyambungan kabel serat optik (optical splice/termination) untuk FO 48 core | 002809-0000 | 423006-0000 | 8359
Pekerjaan penyambungan kabel serat optik (optical splice/termination) untuk FO 96 core | 002810-0000 | 423007-0000 | 8360
Pekerjaan Penyambungan Kabel Tel. Tembaga/ Cable Splicing of JF (Non-Working Pairs) | 002811-0000 | 423002-0000 | 8101
Pekerjaan Penyambungan Kabel Tel. Tembaga/ Cable Splicing of JF (Working Pairs) | 002812-0000 | 423003-0000 | 8102
Pekerjaan Perakitan Besi Beton | 002813-0000 | 129454-0000 | 12290
Pekerjaan Perakitan Besi Beton | 002814-0000 | 129425-0000 | 11789
Pekerjaan Perakitan Besi dan Pondasi | 002815-0000 | 129422-0000 | 11785
Pekerjaan Perbaikan FO Cut Site Ambon | 002816-0000 | 424055-0000 | 9204
Pekerjaan Perbaikan FO Cut Site Jayapura | 002817-0000 | 424057-0000 | 9206
Pekerjaan Perbaikan FO Cut Site Kendari | 002818-0000 | 424051-0000 | 9200
Pekerjaan Perbaikan FO Cut Site Makasar | 002819-0000 | 424052-0000 | 9201
Pekerjaan Perbaikan FO Cut Site Manado | 002820-0000 | 424054-0000 | 9203
Pekerjaan Perbaikan FO Cut Site Palu | 002821-0000 | 424053-0000 | 9202
Pekerjaan Perbaikan FO Cut Site Sorong | 002822-0000 | 424059-0000 | 9208
Pekerjaan Perbaikan FO Cut Site Ternate | 002823-0000 | 424056-0000 | 9205
Pekerjaan Perbaikan FO Cut Site Timika | 002824-0000 | 424058-0000 | 9207
Pekerjaan Perbaikan Galian | 002825-0000 | 424126-0000 | 10038
Pekerjaan Perbaikan Tiang Beton (Miring) | 002826-0000 | 424060-0000 | 9293
Pekerjaan Perkerasan Jalan, Pengaspalan | 002827-0000 | 120000-0000 | 8153
Pekerjaan Plesteran Dinding 1Pc : 2Ps, tebal 20 mm | 002828-0000 | 123009-0000 | 7756
Pekerjaan Plesteran Dinding 1Pc : 2Ps, tebal 25 mm | 002829-0000 | 123014-0000 | 7761
Pekerjaan Plesteran Dinding 1Pc : 2Ps, tebal 30 mm | 002830-0000 | 123018-0000 | 7765
Pekerjaan Plesteran Dinding 1Pc : 3Ps, tebal 15 mm | 002831-0000 | 123007-0000 | 7754
Pekerjaan Plesteran Dinding 1Pc : 3Ps, tebal 20 mm | 002832-0000 | 123010-0000 | 7757
Pekerjaan Plesteran Dinding 1Pc : 3Ps, tebal 25 mm | 002833-0000 | 123015-0000 | 7762
Pekerjaan Plesteran Dinding 1Pc : 3Ps, tebal 30 mm | 002834-0000 | 123019-0000 | 7766
Pekerjaan Plesteran Dinding 1Pc : 3Ps, tebal 15 mm + Acian | 002835-0000 | 123030-0000 | 7777
Pekerjaan Plesteran Dinding 1Pc : 4Ps, tebal 20 mm | 002836-0000 | 123011-0000 | 7758
Pekerjaan Plesteran Dinding 1Pc : 4Ps, tebal 25 mm | 002837-0000 | 123016-0000 | 7763
Pekerjaan Plesteran Dinding 1Pc : 4Ps, tebal 30 mm | 002838-0000 | 123020-0000 | 7767
Pekerjaan Plesteran Dinding 1Pc : 5Ps, tebal 15 mm | 002839-0000 | 123008-0000 | 7755
Pekerjaan Plesteran Dinding 1Pc : 5Ps, tebal 20 mm | 002840-0000 | 123012-0000 | 7759
Pekerjaan Plesteran Dinding 1Pc : 5Ps, tebal 25 mm | 002841-0000 | 123017-0000 | 7764
Pekerjaan Plesteran Dinding 1Pc : 5Ps, tebal 30 mm | 002842-0000 | 123021-0000 | 7768
Pekerjaan Plesteran Dinding 1Pc : 5Ps, tebal 15 mm + Acian | 002843-0000 | 123031-0000 | 7778
Pekerjaan Plesteran Dinding 1Pc : 6Ps, tebal 20 mm | 002844-0000 | 123013-0000 | 7760
Pekerjaan pondasi ( pad and chimney ) non Langsir | 002845-0000 | 129336-0000 | 11020
Pekerjaan pondasi ( pad and chimney ) non Langsir, Semen, Besi beton | 002846-0000 | 129335-0000 | 11019
Pekerjaan Pondasi Aa2 Kelas 4 | 002847-0000 | 111361-0000 | 10180
Pekerjaan Pondasi Aa2 Kelas 4 150 kv | 002848-0000 | 111358-0000 | 10177
Pekerjaan Pondasi Bb2 kelas 4 | 002849-0000 | 111363-0000 | 10186
Pekerjaan pondasi bore pile (only pile ) | 002850-0000 | 129337-0000 | 11021
Pekerjaan Pondasi Bored Pile Dia. 40cm termasuk Mob Demob, Besi Beton, Mix Design, Test Kubus (Material dan Jasa) | 002851-0000 | 111353-0000 | 10100
Pekerjaan Pondasi Bored Pile Dia. 50cm termasuk Mob Demob, Besi Beton, Mix Design, Test Kubus (Material dan Jasa) | 002852-0000 | 129111-0000 | 9358
Pekerjaan Pondasi Bored Pile Dia. 60cm termasuk Mob Demob, Besi Beton, Mix Design, Test Kubus (Material dan Jasa) | 002853-0000 | 129110-0000 | 9357
Pekerjaan Pondasi Cc2 Kelas 2 | 002854-0000 | 111359-0000 | 10178
Pekerjaan Pondasi Cc2 kelas 3 | 002855-0000 | 111362-0000 | 10185
Pekerjaan pondasi post gantry | 002856-0000 | 129199-0000 | 10539
Pekerjaan pondasi tower 4AA11 klas 2 | 002857-0000 | 129184-0000 | 10524
Pekerjaan pondasi tower 4AA11 klas 3 | 002858-0000 | 129185-0000 | 10525
Pekerjaan pondasi tower 4BB11 klas 3 | 002859-0000 | 129186-0000 | 10526
Pekerjaan pondasi tower 4BB11 klas 5 | 002860-0000 | 129187-0000 | 10527
Pekerjaan pondasi tower 4CC11 klas 1 | 002861-0000 | 129188-0000 | 10528
Pekerjaan pondasi tower 4CC11 klas 2 | 002862-0000 | 129189-0000 | 10529
Pekerjaan pondasi tower 4CC11 klas 3 | 002863-0000 | 129190-0000 | 10530
Pekerjaan pondasi tower 4DD11 klas 2 | 002864-0000 | 129191-0000 | 10531
Pekerjaan pondasi tower 4DD11 klas 3 | 002865-0000 | 129192-0000 | 10532
Pekerjaan pondasi tower 4DD11 klas 5 | 002866-0000 | 129193-0000 | 10533
Pekerjaan pondasi tower 4DD11 klas 6 | 002867-0000 | 129194-0000 | 10534
Pekerjaan pondasi tower 4DDR11 klas 3 | 002868-0000 | 129195-0000 | 10535
Pekerjaan pondasi tower 4DDR11 klas 6 | 002869-0000 | 129196-0000 | 10536
Pekerjaan pondasi tower 4EE11 klas 1 | 002870-0000 | 129197-0000 | 10537
Pekerjaan pondasi tower 4EE11 klas 3 | 002871-0000 | 129198-0000 | 10538
Pekerjaan Pondasi Tower Aa2 kelas 1 | 002872-0000 | 111397-0000 | 10371
Pekerjaan pondasi tower Aa2 kelas 1 | 002873-0000 | 111398-0000 | 10372
Pekerjaan pondasi tower Aa2 kelas 1 | 002874-0000 | 111400-0000 | 10374
Pekerjaan pondasi tower Aa2 kelas 4 | 002875-0000 | 111399-0000 | 10373
Pekerjaan Pondasi Tower Aa2 kelas 5 | 002876-0000 | 111395-0000 | 10369
Pekerjaan Pondasi tower Cc2 kelas 5 | 002877-0000 | 111396-0000 | 10370
Pekerjaan pondasi tower Drd2 kelas 5 | 002878-0000 | 111401-0000 | 10375
Pekerjaan Pondasi Tower termasuk Mob Demob, Besi Beton, Mix Design, Test Kubus (Material dan Jasa) | 002879-0000 | 129101-0000 | 9300
Pekerjaan Pondasi Tower Tipe AA | 002880-0000 | 129150-0000 | 10299
Pekerjaan Pondasi Tower Tipe AA2-1 | 002881-0000 | 129151-0000 | 10301
Pekerjaan Pondasi Tower Tipe AA2-2 | 002882-0000 | 129152-0000 | 10303
Pekerjaan Pondasi Tower Tipe AA3 | 002883-0000 | 129153-0000 | 10305
Pekerjaan Pondasi Tower Tipe AA3W-1 | 002884-0000 | 129154-0000 | 10307
Pekerjaan Pondasi Tower Tipe AA3W-2 | 002885-0000 | 129155-0000 | 10309
Pekerjaan Pondasi Tower Tipe AA3W-3 | 002886-0000 | 129156-0000 | 10311
Pekerjaan Pondasi Tower Tipe AA3W-4 | 002887-0000 | 129157-0000 | 10313
Pekerjaan Pondasi Tower Tipe AA5 | 002888-0000 | 129158-0000 | 10315
Pekerjaan Pondasi Tower Tipe AA6-1 | 002889-0000 | 129159-0000 | 10317
Pekerjaan Pondasi Tower Tipe AA6-2 | 002890-0000 | 129160-0000 | 10319
Pekerjaan Pondasi Tower Tipe AA6-3 | 002891-0000 | 129161-0000 | 10321
Pekerjaan Pondasi Tower Tipe AA6-4 | 002892-0000 | 129162-0000 | 10323
Pekerjaan Pondasi Tower Tipe AA6-5 | 002893-0000 | 129163-0000 | 10325
Pekerjaan Pondasi Tower Tipe AA6-6 | 002894-0000 | 129164-0000 | 10327
Pekerjaan Pondasi Tower Tipe AA6-7 | 002895-0000 | 129165-0000 | 10329
Pekerjaan Pondasi Tower Tipe AA6-8 | 002896-0000 | 129166-0000 | 10331
Pekerjaan Pondasi Tower Tipe BB1 | 002897-0000 | 129054-0000 | 8650
Pekerjaan Pondasi Tower Tipe BB2 | 002898-0000 | 129057-0000 | 8653
Pekerjaan Pondasi Tower Tipe BB3 | 002899-0000 | 129058-0000 | 8654
Pekerjaan Pondasi Tower Tipe BB3W-1 | 002900-0000 | 129059-0000 | 8655
Pekerjaan Pondasi Tower Tipe BB3W-2 | 002901-0000 | 129060-0000 | 8656
Pekerjaan Pondasi Tower Tipe CC2 | 002902-0000 | 129055-0000 | 8651
Pekerjaan Pondasi Tower Tipe CC5 | 002903-0000 | 129061-0000 | 8657
Pekerjaan Pondasi Tower Tipe CC6 | 002904-0000 | 129062-0000 | 8658
Pekerjaan Pondasi Tower Tipe DD3W | 002905-0000 | 129056-0000 | 8652
PEKERJAAN PRASARANA DAN SWITCHYARD Mobilisasi dan Demobilisasi | 002906-0000 | 129258-0000 | 10778
PEKERJAAN PRASARANA DAN SWITCHYARD Pembuatan Gudang Semen dan Alat - alat (uk. 4 x 6 m) | 002907-0000 | 129262-0000 | 10782
PEKERJAAN PRASARANA DAN SWITCHYARD Pembuatan Kantor Direksi keet (uk. 4 x 12 m) | 002908-0000 | 129261-0000 | 10781
PEKERJAAN PRASARANA DAN SWITCHYARD Pengukuran dan Pemasangan Bouwplank lengkap | 002909-0000 | 129260-0000 | 10780
PEKERJAAN PRASARANA DAN SWITCHYARD. Administrasi & dokumentasi | 002910-0000 | 129263-0000 | 10783
PEKERJAAN PRASARANA DAN SWITCHYARDMembuat Papan nama proyek | 002911-0000 | 129259-0000 | 10779
Pekerjaan Retaining Wall (Reinforced Concrete K-225) | 002912-0000 | 129073-0000 | 8669
Pekerjaan Rumah Jaga | 002913-0000 | 129257-0000 | 10777
Pekerjaan RUMAH OPERATOR TYPE 54 | 002914-0000 | 129256-0000 | 10776
Pekerjaan saluran air kotor dan bak penampungan (mess) | 002915-0000 | 129108-0000 | 9332
Pekerjaan Shotcrete tebal 10 sd 12 cm, wire mesh dia. 6x150x150 mm | 002916-0000 | 129109-0000 | 9334
Pekerjaan Side ditch, concrete lining U type uk. 40x40 cm | 002917-0000 | 129102-0000 | 9320
Pekerjaan SR-100 Galian batu masif dengan kedalaman galian minimal 100 cm. | 002918-0000 | 424147-0000 | 10168
Pekerjaan SR-80 Galian batu masif dengan kedalaman galian minimal 80 cm. | 002919-0000 | 424129-0000 | 10063
Pekerjaan Stripping Tanah Kedalaman Sampai dengan 15 cm | 002920-0000 | 122007-0000 | 7741
Pekerjaan Sub Base Coarse Agregat Class A | 002921-0000 | 129095-0000 | 9144
Pekerjaan Tower Type Test TSP30 plus 0 | 002922-0000 | 129048-0000 | 8626
Pekerjaan Turap | 002923-0000 | 129168-0000 | 10333
Pekerjaan Urugan Pasir | 002924-0000 | 122012-0000 | 7746
Pekerjaan Urugan Pasir | 002925-0000 | 129473-0000 | 12672
Pekerjaan Urugan Tanah Kembali | 002926-0000 | 129462-0000,2000942,1001060 | 12463
Pekerjaan Urugan Tanah Kembali | 002927-0000 | 122010-0000 | 7744
Pekerjaan Urugan Tanah Kembali dan Pemadatan | 002928-1416 | 12001416 | 7999
Pekerjaan Waterproof | 002929-0000 | 129380-0000 | 11486
Pekerjaan Wiring Integrasi Panel ke Panel Proteksi Busbar | 002930-0000 | 323248-0000 | 12779
Pekerjssn Perrakitsn Pelst / Pipa / Siku Besi | 002931-0000 | 129424-0000 | 11788
Pelampung (Warna Orange) | 002932-0000 | 611034-0000 | 9249
Pelatihan dan Sertifikasi Kompetensi BNSP Juru Ikat Beban (Rigger) | 002933-0000 | 820127-0000 | 12249
Pemakaian Alat Berat (lain-lain) | 002934-0000 | 221011-0000 | 9076
Pemakaian Buldozer | 002935-0000 | 221006-0000 | 9071
Pemakaian Bulldozer Kap 5 Ton | 002936-0000 | 129458-0000 | 12357
Pemakaian Compact Vibro Roller | 002937-0000 | 221010-0000 | 9075
Pemakaian Dump Truck 18 m3 | 002938-0000 | 221005-0000 | 9070
Pemakaian Dump Truck 6.5-8 m3 | 002939-0000 | 720053-0000 | 12030
Pemakaian Excavator | 002940-0000 | 221003-0000 | 9068
Pemakaian Hydraulic Excavator 13 Ton | 002941-0000 | 221065-0000 | 12696
Pemakaian Hydraulic Excavator 20 Ton | 002942-0000 | 221066-0000 | 12697
Pemakaian Hydraulic Excavator 7.5 Ton | 002943-0000 | 221064-0000 | 12695
Pemakaian Motor Grader | 002944-0000 | 221009-0000 | 9074
Pemakaian Rock Breaker Excavator | 002945-0000 | 221004-0000 | 9069
Pemakaian Truck Mixer | 002946-0000 | 221008-0000 | 9073
Pemakaian Whell Loader | 002947-0000 | 221007-0000 | 9072
PEMASANGAN - 150 kV single phase cable sealing end complete | 002948-0000 | 323202-0000 | 11068
PEMASANGAN - 150 kV Single phase XLPE Power Cable CU 3 x 2 x 1000 mm²/ph complete | 002949-0000 | 323201-0000 | 11067
PEMASANGAN - Lightning Arrester 150 kV, 20 kA with creepage distance 31 mm/kV for Line bay | 002950-0000 | 323200-0000 | 11066
Pemasangan 1 pipa HDPE 33/40mm untuk kabel FO, Include soket HDPE | 002951-0000 | 424131-0000 | 10094
Pemasangan 1 Subduct 40/33 pada polongan route Duct | 002952-0000 | 424162-0000 | 10297
Pemasangan 150 kV 3 Phase Disconnecting Switch motor operated, 31.5 kA 2000 A without Earthing switch, complete with clamps and supporting structure for IBT bay | 002953-0000 | 323069-0000 | 9738
Pemasangan 150 kV 3 Phase SF6 Circuit Breaker 40 kA 3150 A, complete with clamps and supporting structure for Bus Coupler bay | 002954-0000 | 323075-0000 | 9744
Pemasangan 150 kV 3 Phase SF6 Circuit Breaker 40 kA 3150 A, complete with clamps and supporting structure for IBT bay | 002955-0000 | 323070-0000 | 9739
Pemasangan 150 kV Current transformer for line bay complete with clamps and supporting structure comprising, Core 1, 600-1200/1 A, Class PX for differential protection. Core 2, 600-1200/1A, 30 VA Class 5P20 Class 0.2 for over current pr | 002956-0000 | 323071-0000 | 9740
Pemasangan 150 kV double tension string insulator set with fitting | 002957-0000 | 323052-0000 | 9721
Pemasangan 19 inch Wallmount Rack 12U depth 600mm, Acrylic Front Door, Back Metal Door (double door), Incl. 1 Unit Single Fan, 20 Unit Cage Nut, M6 Screw, 1 Unit Vertical Power Distributor Panel 6 Outlets, 1 set Dynabolt M10 | 002958-0000 | 323139-0000 | 10141
Pemasangan 70 kV 3 Phase Disconnecting Switch motor operated, 31.5 kA 1250 A without Earthing switch, complete with clamps and supporting structure for IBT bay | 002959-0000 | 323083-0000 | 9752
Pemasangan 70 kV 3 Phase SF6 Circuit Breaker 40 kA 2000 A, complete with clamps and supporting structure for IBT bay | 002960-0000 | 323084-0000 | 9753
Pemasangan 70 kV Capacitor Voltage Transformer with 2 secondary winding, ratio 70000V.V3 / 100V.V3 / 100V.V3, Burden 100 VA Cl 0.2, 150 VA CL 3P, min. capacitance 10000 PF complete with clamps, supporting structure | 002961-0000 | 323086-0000 | 9755
Pemasangan 70 kV Current transformer for IBT bay complete with clamps and supporting structure comprising,Core 1, 1000-2000/1 A, Class PX for differential protection.Core 2, 500-2000/1A, 30 VA Class 5P20 Class 0.2 for over current prote | 002962-0000 | 323085-0000 | 9754
Pemasangan 70 kV Neutral Earthing Resistor | 002963-0000 | 323092-0000 | 9761
Pemasangan 70 kV single suspension string insulator set with fitting | 002964-0000 | 323082-0000 | 9751
Pemasangan 70 kV single tension string insulator set with fitting | 002965-0000 | 323081-0000 | 9750
Pemasangan additional per 1m Patch cord 2 meter, (FC/LC/SC-APC To FC/LC/SC-APC), G.652 D | 002966-0000 | 424136-0000 | 10124
Pemasangan Aksesoris Tiang Telepon (Steel Pole) 9 meter | 002967-0000 | 129388-0000 | 11537
Pemasangan alat sambung (cabang/ lurus) untuk Fiber Optik kapasitas 12 - 144 core | 002968-0000 | 424086-0000 | 9792
Pemasangan alat sambung (cabang/ lurus) untuk Fiber Optik kapasitas 12 - 288 core | 002969-0000 | 424087-0000 | 9793
Pemasangan alat sambung (cabang/ lurus) untuk Fiber Optik kapasitas 12 - 96 core | 002970-0000 | 424085-0000 | 9791
Pemasangan Angkur | 002971-0000 | 111650-0000 | 12226
Pemasangan Bracket STB | 002972-0000 | 323142-0000 | 10144
Pemasangan Casing Drive Cap/Dolly untuk Tiang Pancang Beton Pracetak Prategang ukr.400 x 400 mm / Dia. 400 mm | 002973-0000 | 129482-0000 | 12727
Pemasangan Closure | 002974-0000 | 424114-0000 | 9973
Pemasangan Closure 24 termasuk pengaturan clousure dan splicing pada tiang | 002975-0000 | 424100-0000 | 9878
Pemasangan Clusure FO 96 Core | 002976-0000 | 424010-0000 | 8112
pemasangan con block include material | 002977-0000 | 129125-0000 | 9871
Pemasangan Conductor AAC 1267 mm² | 002978-0000 | 323233-0000 | 12626
Pemasangan Conductor 1xACSR/AS 250mm² | 002979-0000 | 221058-0000 | 12376
Pemasangan Conductor TAL 660 mm² | 002980-0000 | 323051-0000 | 9720
Pemasangan Conductor TAL 850 mm² | 002981-0000 | 323221-0000 | 12373
Pemasangan conductors TACSR/AS 410 mm² | 002982-0000 | 323198-0000 | 11048
Pemasangan dan splicing closure 24 pada tiang | 002983-0000 | 424098-0000 | 9870
Pemasangan DD-BTS-S1 jembatan dengan penguat sendiri 1 arah termasuk accesories | 002984-0000 | 424017-0000 | 8169
Pemasangan Double Suspension String Set 120 kN with fog type (string set min. 240 KN) | 002985-0000 | 323149-0000 | 10591
Pemasangan Earthwire conductor vibration damper for AS 70 mm² | 002986-0000 | 323150-0000 | 10592
Pemasangan Earthwire conductor vibration damper for OPGW 70 mm² | 002987-0000 | 323151-0000 | 10593
Pemasangan Earthwire suspension clamps for AS 70 mm² | 002988-0000 | 323152-0000 | 10594
Pemasangan Earthwire suspension clamps for OPGW 70 mm² | 002989-0000 | 323153-0000 | 10595
Pemasangan Earthwire tension clamps for AS 70 mm² | 002990-0000 | 323154-0000 | 10596
Pemasangan Earthwire tension clamps for OPGW 70 mm² | 002991-0000 | 323155-0000 | 10597
Pemasangan Grounding rod (maks. 3 ohm) | 002992-0000 | 413105-0000 | 9511
Pemasangan HDPE dan Pipa PVC | 002993-0000 | 424122-0000 | 9993
Pemasangan HH PIT Portable | 002994-0000 | 424069-0000 | 9400
Pemasangan HV apparatus, Busbar, Cross bar, LV Cable, Termination di switchyard, dan panel2 di dalam gedung kontrol | 002995-0000 | 323199-0000 | 11055
Pemasangan installasi listrik PLN KWH Interconnection 20A | 002996-0000 | 323113-0000 | 9819
pemasangan insulator | 002997-0000 | 221049-0000 | 11368
Pemasangan Insulator | 002998-0000 | 323208-0000 | 11701
Pemasangan Kabel Udara Fiber Optik Single Mode 96 core G 652 D | 002999-0000 | 424094-0000 | 9824
Pemasangan keramik ODC (Material dan Jasa) | 003000-0000 | 413181-0000 | 10217
Pemasangan Kerangkeng ODC | 003001-0000 | 424093-0000 | 9818
Pemasangan Langit-Langit Gypsum Board | 003002-0000 | 129381-0000 | 11491
Pemasangan Line conductor spacer (jumper) 200 mm for TACSR/AS 410/67 mm² | 003003-0000 | 323156-0000 | 10598
Pemasangan Line conductor spacer (span) 400 mm for TACSR/AS 410/67 mm² | 003004-0000 | 323157-0000 | 10599
Pemasangan Line conductor vibration damper for TACSR/AS 410/67 mm² | 003005-0000 | 323158-0000 | 10600
Pemasangan ODC-C (outdoor) with minimum 12 space for passive spliter, adaptor SC/UPC dan pondasinya kap 96 core termasuk patok pengamanan (5 buah) berikut pelabelan (ODC modifikasi) | 003006-0000 | 424155-0000 | 10289
Pemasangan ODF 144 Core, termasuk accessories | 003007-0000 | 424102-0000 | 9884
Pemasangan ODP (Pilar) Kap 8 core berikut space pasive spliter (1 to 8), adapter SC,berikut pelabelan | 003008-0000 | 424096-0000 | 9827
Pemasangan Optical Distribution pole ( ODP ) kapasitas 24 Core | 003009-0000 | 424089-0000 | 9814
Pemasangan Optical Terminal Box (OTB) | 003010-0000 | 424039-0000 | 8598
Pemasangan OTB termasuk terminasi dan penyambungan kabel optik Single Mode kap 144 core serta Adapter (SC Connector), pigtail dan protection sleeve pada cassette / box | 003011-0000 | 424156-0000 | 10291
pemasangan pagar brc | 003012-0000 | 129343-0000,2001121 | 11078
Pemasangan Pagar Harmonika | 003013-0000 | 129475-0000 | 12674
Pemasangan Passive Splitter 1/8, type modular SC/UPC, for ODC, termasuk pigtail | 003014-0000 | 424159-0000 | 10294
Pemasangan Pipa Duct dengan system gantung 2 tiang besi, bentang s/d 100 meter | 003015-0000 | 424154-0000 | 10261
Pemasangan pipa Duct pada jembatan dengan menempel menggunakan Pipa besi Galv 1 pipa | 003016-0000 | 424015-0000 | 8167
Pemasangan pipa Duct pada jembatan dengan menempel menggunakan Pipa besi Galv 4inch 1 ways | 003017-0000 | 424016-0000 | 8168
Pemasangan Pipa galvanis dengan ukuran diameter 50 mm dan ketebalan 2,7 mm cara boring manual /mesin 1 pipa dengan kedalaman minimal 150 cm | 003018-0000 | 424097-0000 | 9828
Pemasangan pipa PVC 2-1/2 inchi | 003019-0000 | 129320-0000 | 10939
Pemasangan pipa PVC 2-1/2 inchi | 003020-0000 | 111467-0000 | 10940
Pemasangan pipa PVC 2-1/2 inchi | 003021-0000 | 129321-0000 | 10941
Pemasangan Pipedrain 1,5 inch include Geotextile | 003022-0000 | 129472-0000 | 12671
Pemasangan Pondasi ODC | 003023-0000 | 424092-0000 | 9817
Pemasangan Post steel Structure Type 12 m | 003024-0000 | 221023-0000 | 9835
Pemasangan Post steel Structure Type 6.5 m | 003025-0000 | 221024-0000 | 9836
Pemasangan Post steel Structure Type 8 m | 003026-0000 | 221025-0000 | 9837
Pemasangan Power Cable 1.5mm | 003027-0000 | 323140-0000 | 10142
Pemasangan Protection & Control Cubicle for IBT (Automation, including integration to existing SAS) comprising, IED main line protection (diffrential, REF HV/LV side, DFR, etc). IED back up protection (OC, EF, SEF, OV, UV, AVR, FR, mete | 003028-0000 | 323072-0000 | 9741
Pemasangan PVC Indoor 10x2x0,6mm Cable | 003029-0000 | 323143-0000 | 10145
Pemasangan PVC Indoor 60x2x0,6mm Cable | 003030-0000 | 323141-0000 | 10143
Pemasangan Remote Control panel for 20 kV Cubicle | 003031-0000 | 323164-0000 | 10714
Pemasangan roset/indoor optical outlet with SC Adaptor cap 2 port | 003032-0000 | 424091-0000 | 9816
Pemasangan Single Phase Neutral CT for 150 kV side class X, 150-300/1A complete with clamps for restricted eart faulth protection suitable for mounting outdoor on Transformer tank can be put inside the 20 kV Neutral Resistor Cubicle. | 003033-0000 | 323089-0000 | 9758
Pemasangan Single Phase Neutral CT for 70 kV side class 5P20, 600-300/1A complete with clamps for Neutral eart faulth protection suitable for mounting outdoor on Transformer tank can be put inside the 20 kV Neutral Resistor Cubicle. | 003034-0000 | 323091-0000 | 9760
Pemasangan Single Phase Neutral CT for 70 kV side class X, 300-600/1A complete with clamps for restricted eart faulth protection suitable for mounting outdoor on Transformer tank. | 003035-0000 | 323090-0000 | 9759
Pemasangan Single suspension jumper insulator string set 120 kN with fog type | 003036-0000 | 323159-0000 | 10601
Pemasangan Single tension inverse insulator string set 120 kN with fog type | 003037-0000 | 323160-0000 | 10602
Pemasangan Slack hanger incld accesories | 003038-0000 | 424099-0000 | 9877
Pemasangan steel beam gantry | 003039-0000 | 323145-0000 | 10587
Pemasangan steel post gantry | 003040-0000 | 323146-0000 | 10588
Pemasangan structural HT steel | 003041-0000 | 323147-0000 | 10589
Pemasangan structural mid steel | 003042-0000 | 323148-0000 | 10590
Pemasangan Trafo 3 Phase 25 KVA | 003043-0000 | 323039-0000 | 9314
Pemasangan UTP Cat 5 Cable | 003044-0000 | 424142-0000 | 10140
Pembangunan Toilet | 003045-0000 | 129181-0000 | 10444
Pembayaran Internet Head Office | 003046-0000 | 424153-0000 | 10259
Pembayaran Tagihan Listrik | 003047-0000 | 323136-0000 | 9982
Pembelian Material Panel Aksesoris untuk Disturbance Fault Recorder Panel | 003048-0000 | 313858-0000 | 12868
Pembelian Material Panel Aksesoris untuk Common System Cubicle | 003049-0000 | 313864-0000 | 12875
Pembelian Material Panel Aksesoris untuk Energy Meters And Panel For 150 kV Line & Transformer Bays | 003050-0000 | 313865-0000 | 12877
Pembelian Material Panel Aksesoris untuk Line Feeder Bay (Consumer) | 003051-0000 | 313862-0000 | 12872
Pembelian Material Panel Aksesoris untuk Protection & Control Panel for 150 kV Busbar | 003052-0000 | 313860-0000 | 12870
Pembelian Material Panel Aksesoris untuk Protection & Control Panel for 150 kV Transformer Bay | 003053-0000 | 313861-0000 | 12871
Pembelian Material Panel Aksesoris untuk Protection & Control Panel for Line Feeder Bay (OHL) 150 kV line bay | 003054-0000 | 313859-0000 | 12869
Pembelian Mesin Fogging | 003055-0000 | 611116-0000 | 11134
Pembersihan jalur RAW Transmissi | 003056-0000 | 129304-0000 | 10918
Pembersihan lahan termasuk striping 20 cm | 003057-0000 | 129231-0000 | 10725
Pembersihan lahan/tebas tebang&cabut tunggul | 003058-0000 | 129091-0000 | 9132
Pembongkaran Beton Bertulang | 003059-0000 | 121013-0000 | 7733
Pembongkaran Dinding Tembok Bata Merah | 003060-0000 | 121014-0000 | 7734
Pembongkaran Pagar Harmonika | 003061-0000 | 129474-0000 | 12673
Pembuangan Tanah Keluar Lokasi | 003062-0000 | 129131-0000 | 9921
Pembuangan Tanah Sejauh 150 m | 003063-0000 | 122008-0000 | 7742
Pembuangan Tanah Sejauh Lebih dari 1000 m | 003064-0000 | 122009-0000 | 7743
Pembuatan Bak Adukan ( 40 x 50 x 20 ) cm | 003065-0000 | 121010-0000 | 7730
Pembuatan Bedeng Pekerja | 003066-0000 | 121008-0000 | 7728
Pembuatan Bekisting Balok | 003067-0000 | 129411-0000 | 11755
Pembuatan Bekisting Batako | 003068-0000 | 129418-0000 | 11762
Pembuatan Bekisting Kepala Kolom | 003069-0000 | 129419-0000 | 11763
Pembuatan Bekisting Kolom | 003070-0000 | 129412-0000 | 11756
Pembuatan Bekisting Modifikasi Kolom | 003071-0000 | 129416-0000 | 11760
Pembuatan Bekisting Pit Lift | 003072-0000 | 129414-0000 | 11758
Pembuatan Bekisting Plambing | 003073-0000 | 129415-0000 | 11759
Pembuatan Bekisting Shearwall | 003074-0000 | 129413-0000 | 11757
Pembuatan counter weight | 003075-0000 | 129219-0000 | 10586
Pembuatan Cross Drain A | 003076-0000 | 129097-0000 | 9250
Pembuatan dan instalasi Handhole 90 x 90 cm, material dan jasa | 003077-0000 | 424035-0000 | 8331
Pembuatan Direksi Keet Owner (Material dan Jasa) | 003078-0000 | 111266-0000 | 9023
Pembuatan Direksi Keet Qdc (Material dan Jasa) | 003079-0000 | 111265-0000 | 9022
Pembuatan Gudang Semen dan Alat - alat | 003080-0000 | 121006-0000 | 7726
Pembuatan Gudang Sementara | 003081-0000 | 129078-0000 | 9059
Pembuatan Hand Hole ukuran dia dalam (80x80x80), cor beton 1 2 3 | 003082-0000 | 123050-0000 | 8451
Pembuatan HH ukuran 80X80X100 | 003083-0000 | 413136-0000 | 9812
PEMBUATAN JALAN LINGKUNGAN Base Course tebal 25 cm (crush stone) | 003084-0000 | 129266-0000 | 10786
PEMBUATAN JALAN LINGKUNGAN Lapisan Aspal Penetrasi tebal 5 cm | 003085-0000 | 129267-0000 | 10787
PEMBUATAN JALAN LINGKUNGAN Pekerjaan Pemadatan Lapisan Bawah Jalan tebal 15 cm | 003086-0000 | 129264-0000 | 10784
PEMBUATAN JALAN LINGKUNGAN Lapisan Hotmix tebal 5 cm | 003087-0000 | 129268-0000 | 10788
PEMBUATAN JALAN LINGKUNGAN Sub Base Course tebal 30 cm (sand-gravel) | 003088-0000 | 129265-0000 | 10785
Pembuatan Jalan Sementara | 003089-0000 | 121012-0000 | 7732
Pembuatan Kantor Direksi Keet , dengan Lantai Plesteran | 003090-0000 | 121005-0000 | 7725
Pembuatan Modifikasi Bekisting Kepala Kolom | 003091-0000 | 129421-0000 | 11765
Pembuatan Modifikasi Bekisting Shearwall | 003092-0000 | 129417-0000 | 11761
Pembuatan Packing Insulator | 003093-0000 | 810053-0000 | 11103
Pembuatan Pagar Pengaman dari Pasangan Batu | 003094-0000 | 111272-0000 | 9064
Pembuatan Pagar Sementara dari Kawat Duri tinggi 1.8 m | 003095-0000 | 121003-0000 | 7723
Pembuatan Pagar Sementara dari Kayu tinggi 2 m | 003096-0000 | 121001-0000 | 7721
Pembuatan Pagar Sementara dari Seng Gelombang tinggi 2 m | 003097-0000 | 121002-0000 | 7722
Pembuatan Pondasi ODC 288 (Material dan Jasa) | 003098-0000 | 413180-0000 | 10216
Pembuatan Rumah Ibadah / Sederhana | 003099-0000 | 150001-0000 | 12192
Pembuatan Rumah Jaga / Konstruksi Kayu | 003100-0000 | 121007-0000 | 7727
Pembuatan Rumah Tipe 32 | 003101-0000 | 129478-0000 | 12703
Pembuatan Stegger dari Bambu, ( 40 x 50 x 20 ) cm | 003102-0000 | 121011-0000 | 7731
Pembuatan Tapak atau Atap Genset | 003103-0000 | 129079-0000 | 9060
Pembuatan Tapak Solar Tank | 003104-0000 | 129080-0000 | 9061
Pemeriksaan Antigen | 003105-0000 | 820123-0000 | 12203
Pemeriksaan Audiometri | 003106-0000 | 820122-0000 | 12202
Pemeriksaan Fisik | 003107-0000 | 820113-0000 | 12193
Pemeriksaan Golongan Darah | 003108-0000 | 820124-0000 | 12218
Pemeriksaan Gula Darah Puasa | 003109-0000 | 820120-0000 | 12200
Pemeriksaan HBsAg | 003110-0000 | 820121-0000 | 12201
Pemeriksaan Hematologi Rutin | 003111-0000 | 820117-0000 | 12197
Pemeriksaan Kolesterol Total | 003112-0000 | 820119-0000 | 12199
Pemeriksaan Urin Lengkap | 003113-0000 | 820118-0000 | 12198
Pemesanan kamar hotel | 003114-0000 | 820134-0000 | 12434
Pemindahan AC | 003115-0000 | 129373-0000 | 11479
Penalty Cost | 003116-0000 | 820075-0000 | 9866
Penambahan Drat Untuk Angkur | 003117-0000 | 221059-0000 | 12466
Penambahan Jaringan Trafo 25 kVA 3 Phase. | 003118-0000 | 313072-0000 | 9313
Penarikan dan sagging kawat OPGW 70 | 003119-0000 | 323121-0000 | 9903
Penarikan Kabel dan Wiring untuk Line Bay Gardu Induk 150 kV | 003120-0000 | 323234-0000 | 12627
Penarikan Kabel drop 2 core | 003121-0000 | 424090-0000 | 9815
Pencabutan berkas perkara kepolisian | 003122-0000 | 620014-0000 | 10285
Penerbitan Bill of Lading | 003123-0000 | 820137-0000 | 12510
Penerbitan Bill Of Landing | 003124-0000 | 720075-0000 | 12513
Penerbitan Delivery Order | 003125-0000 | 720074-0000 | 12512
Pengadaan 1 Subduct 28/32 mm pada polongan route Duct | 003126-0000 | 413070-0000 | 9309
Pengadaan 1 Subduct 40/32 mm pada polongan route Duct | 003127-0000 | 413159-0000 | 10116
Pengadaan 1 Subduct 40/33 mm pada polongan route Duct | 003128-0000 | 413160-0000 | 10117
Pengadaan 19 inch Wallmount Rack 12U depth 600mm, Acrylic Front Door, Back Metal Door (double door), Incl. 1 Unit Single Fan, 20 Unit Cage Nut, M6 Screw, 1 Unit Vertical Power Distributor Panel 6 outlets, 1 set Dynabolt M10 | 003129-0000 | 313219-0000 | 10132
Pengadaan duct baru dengan pengeboran manual diatas parit, menggunakan pipa diameter dalam 100mm dan ketebalan 5,5mm, 1 jalur | 003130-0000 | 413103-0000 | 9509
Pengadaan duct baru dengan pengeboran mesin (borring) diatas parit, menggunakan pipa diameter dalam 100mm dan ketebalan 5,5mm, 1 jalur | 003131-0000 | 413102-0000 | 9508
Pengadaan grounding 1 titik rod pada ODP/kotak pembagi (max 3 ohm) | 003132-0000 | 211049-0000 | 9341
Pengadaan grounding Integrasi | 003133-0000 | 313097-0000 | 9544
Pengadaan HH ukuran diameter dalam (P X L X T = 170x150x165) cor beton 1-2-3 | 003134-0000 | 413068-0000 | 9301
Pengadaan HH ukuran diameter dalam (P X L X T = 120x130x165) cor beton 1-2-3 | 003135-0000 | 413069-0000 | 9303
Pengadaan Keramik ODC | 003136-0000 | 413156-0000 | 10091
Pengadaan ODC-C (outdoor) with minimum 12 space for passive spliter, adaptor SC/UPC dan pondasinya kap 96 core termasuk patok pengamanan (5 buah) berikut pelabelan (ODC modifikasi) | 003137-0000 | 413185-0000 | 10288
Pengadaan OTB termasuk terminasi dan penyambungan kabel optik Single Mode kap 144 core serta Adapter (SC Connector), pigtail dan protection sleeve pada cassette / box | 003138-0000 | 413186-0000 | 10290
Pengadaan Temberang Sokong 7m, Kekuatan tarik 140Kg | 003139-0000 | 413045-0000 | 8677
Pengadaan Vertical Power Distribution Panel 12 Outlets | 003140-0000 | 313222-0000 | 10135
Pengambilan Sampel Beton - Core Drill | 003141-0000 | 129485-0000 | 12790
Pengambilan Undisturbed Sample Tanah | 003142-0000 | 129461-0000 | 12404
Pengecatan Dinding | 003143-0000 | 129385-0000 | 11496
Pengecoran galian berbatu | 003144-0000 | 424152-0000 | 10223
Pengecoran pondasi tiang telepon | 003145-0000 | 129122-0000 | 9825
Pengencer Cat/ Terpentin | 003146-IMPL | 111016-IMPL | 8227
Pengetesan FO Eksisting | 003147-0000 | 424157-0000 | 10292
Penggunaan 1 Unit Container 20 Dry Container | 003148-0000 | 720071-0000 | 12471
Penggunaan 1 Unit Container 40 Dry Container | 003149-0000 | 720097-0000 | 12606
Penggunaan 1 Unit Container 40 Ft Dry Container | 003150-0000 | 720098-0000 | 12607
Penggunaan 1 Unit Container 40 High Cube (HC) Container | 003151-0000 | 720102-0000 | 12614
Pengiriman Dokumen | 003152-0000 | 820016-0000 | 8495
Pengiriman Material | 003153-0000 | 720012-0000 | 9193
Pengiriman Material Dari Bekasi ke Tanjung Priuk (Container 20ft -Stuffing Dalam) Cap 25 Ton | 003154-0000 | 720086-0000 | 12526
Pengiriman Material Dari Bogor ke Tanjung Priuk (Container 20ft -Stuffing Dalam) Cap 25 Ton | 003155-0000 | 720106-0000 | 12622
Pengiriman Material Dari Bogor ke Tanjung Priuk (Container 20ft -Stuffing Luar) Cap 25 Ton | 003156-0000 | 720077-0000 | 12516
Pengiriman Material Dari Bogor ke Tanjung Priuk (Container 40ft -Stuffing Dalam) Cap 30 Ton | 003157-0000 | 720105-0000 | 12621
Pengiriman Material Dari Bogor ke Tanjung Priuk (Container 40ft -Stuffing Dalam) Cap 30 Ton | 003158-0000 | 720110-0000 | 12628
Pengiriman Material Dari Bogor ke Tanjung Priuk (Container 40ft -Stuffing Luar) Cap 30 Ton | 003159-0000 | 720104-0000 | 12620
Pengiriman Material Dari Cikarang ke Tanjung Priuk (Container 20ft -Stuffing Dalam) Cap 25 Ton | 003160-0000 | 720084-0000 | 12524
Pengiriman Material Dari Cikarang ke Tanjung Priuk (Container 20ft -Stuffing Luar) Cap 25 Ton | 003161-ABB0 | 720001-ABB0 | 12519
Pengiriman Material Dari Jabodetabek ke Pangkalan Bun (Container 20ft) | 003162-0000 | 720058-0000 | 12366
Pengiriman Material Dari Jabodetabek ke Pangkalan Bun (Container 40ft) | 003163-0000 | 720059-0000 | 12367
Pengiriman Material Dari Jakarta Barat ke Tanjung Priuk (Container 20ft - Stuffing Dalam) Cap 25 Ton | 003164-0000 | 720085-0000 | 12525
Pengiriman Material Dari Jakarta Barat ke Tanjung Priuk (Container 20ft -Stuffing Luar) Cap 25 Ton | 003165-0000 | 720080-0000 | 12520
Pengiriman Material Dari Jakarta Timur ke Tanjung Priuk (Container 20ft -Stuffing Luar) Cap 25 Ton | 003166-0000 | 720082-0000 | 12522
Pengiriman Material Dari Jakarta Utara ke Tanjung Priuk (Container 20ft -Stuffing Luar) Cap 25 Ton | 003167-0000 | 720081-0000 | 12521
Pengiriman Material Dari Karawang ke Tanjung Priuk (Container 20ft -Stuffing Luar) Cap 25 Ton | 003168-0000 | 720078-0000 | 12517
Pengiriman Material dari Karawang ke Tanjung Priuk (Container 40ft - Stuffing Dalam) Cap 30 Ton | 003169-0000 | 720108-0000 | 12624
Pengiriman Material dari Karawang ke Tanjung Priuk (Container 40ft - Stuffing Luar) Cap 30 Ton | 003170-0000 | 720107-0000 | 12623
Pengiriman Material Dari Pelabuhan Kumai ke Pangkalan Bun (Container 20ft) Cap 25 Ton incl THC dan Pengurusan Dok (All in) | 003171-0000 | 720111-0000 | 12629
Pengiriman Material Dari Pelabuhan Kumai ke Pangkalan Bun (Container 20ft) Cap 25 Ton incl THC dan Pengurusan Dok (All in) | 003172-0000 | 720087-0000 | 12527
Pengiriman Material Dari Pelabuhan Kumai ke Pangkalan Bun (Container 40 ft) incl THC dan Pengurusan Dok (All in) | 003173-0000 | 720099-0000 | 12608
Pengiriman Material Dari Pelabuhan Perawang ke Siak Sri Indrapura (Container 20ft) Cap 25 Ton incl THC dan Pengurusan Dok (All in) | 003174-0000 | 720112-0000 | 12630
Pengiriman Material Dari Pelabuhan Perawang ke Siak Sri Indrapura (Container 40 ft) incl THC dan Pengurusan Dok (All in) | 003175-0000 | 720113-0000 | 12631
Pengiriman Material Dari Tanggerang ke Tanjung Priuk (Container 20ft -Stuffing Dalam) Cap 25 Ton | 003176-0000 | 720083-0000 | 12523
Pengiriman Material Dari Tanggerang ke Tanjung Priuk (Container 20ft -Stuffing Luar) Cap 25 Ton | 003177-0000 | 720079-0000 | 12518
Pengiriman Material Dari Tanggerang ke Tanjung Priuk (Container 40ft -Stuffing Luar) Cap 25 Ton | 003178-0000 | 720109-0000 | 12625
Pengiriman Material Menggunakan Fuso Jabodetabek ke Siak Sri Indrapura | 003179-0000 | 720091-0000 | 12597
Pengiriman Material Menggunakan Kargo Pesawat dari Jabodetabek ke Pekanbaru | 003180-0000 | 720119-0000 | 12757
Pengiriman Material Menggunakan Tronton Jabodetabek ke Siak Sri Indrapura | 003181-0000 | 720090-0000 | 12596
Pengiriman material satuan Kg | 003182-0000 | 720040-0000 | 10666
Pengujian Laboratorium untuk material | 003183-0000 | 129086-0000 | 9114
peniti | 003184-0000 | 810099-0000 | 11560
Penstock Mechanical works | 003185-0000 | 111279-0000 | 9102
Penyambungan dan Terminasi Core optik di ODC sistem fusion, termasuk pigtail (SC/UPC) | 003186-0000 | 424032-0000 | 8268
Penyambungan dan Terminasi Core Optik di ODC sistem fusion, termasuk pigtail (SC/UPC) 144 core | 003187-0000 | 424133-0000 | 10096
Penyambungan dan Terminasi Core Optik di ODC sistem fusion, termasuk pigtail (SC/UPC) 288 core | 003188-0000 | 424134-0000 | 10097
Penyambungan dan Terminasi Core Optik di ODC sistem fusion, termasuk pigtail (SC/UPC) 48 core | 003189-0000 | 424132-0000 | 10095
Penyambungan dan Terminasi Core optik di ODP sistem fusion termasuk pigtail | 003190-0000 | 424033-0000 | 8269
Penyambungan joint box | 003191-0000 | 323125-0000 | 9907
Penyambungan/ Pemasangan Fixed Line Telepon (6 Line) | 003192-0000 | 423020-0000 | 8336
Penyediaan Bantuan Bedeng untuk Pekerja | 003193-0000 | 111273-0000 | 9066
Penyediaan Bedeng Fabrikasi Besi Beton | 003194-0000 | 111274-0000 | 9067
Penyediaan Kantin Sementara | 003195-0000 | 129077-0000 | 9058
Penyewaan Ruang Rapat | 003196-0000 | 820133-0000 | 12433
Peralatan Erection | 003197-0000 | 211122-0000 | 10520
Peralatan K-3 | 003198-0000 | 611109-0000 | 10712
Peralatan testing radio All Band | 003199-ANRI | 610001-ANRI | 12313
Perangkat CME Outdoor Spec Telkomsel | 003200-0000 | 111489-0000 | 11127
Perawatan Kendaraan | 003201-0000 | 810047-0000 | 11035
Perbaikan fire stop | 003202-0000 | 221050-0000 | 11459
Perbaikan dan service alat electrical bor, barcutter, barbending, gerinda, genset dll | 003203-0000 | 521016-0000 | 12452
Perbaikan Duct PVC/HDPE | 003204-0000 | 424083-0000 | 9529
Perbaikan gedung - toilet | 003205-0000 | 820078-0000 | 9958
Perbaikan Gudang | 003206-0000 | 521013-0000 | 9988
Perbaikan instalasi air, listrik & penerangan gedung | 003207-0000 | 810007-0000 | 9896
Perbaikan Jembatan di dalam area site | 003208-0000 | 129081-0000 | 9062
Perbaikan Kabel Receiver Pada Total Station | 003209-0000 | 820132-0000 | 12414
Perbaikan Kabel Reciver Pada Total Station | 003210-0000 | 820131-0000 | 12413
Perbaikan Kabel silang PLN | 003211-0000 | 424095-0000 | 9826
Perbaikan Kerusakan Akibat Pekerjaan | 003212-0000 | 129132-0000 | 9922
Perbaikan Laptop / Desktop / Networking | 003213-0000 | 620013-0000 | 10282
perban 10cm | 003214-0000 | 810094-0000 | 11554
perban 5cm | 003215-0000 | 810093-0000 | 11553
Performance Test | 003216-0000 | 820129-0000 | 12349
Peri - Base Plate for RSS | 003217-PERI | 110014-PERI | 12304
Peri - Brace Connector HSRA | 003218-PERI | 110001-PERI | 12291
PERI - CLIP HSC, GALV | 003219-PERI | 110002-PERI | 12292
PERI - COMPENSATION WALER HSR 59 | 003220-PERI | 110003-PERI | 12293
PERI - COUNTER PLATE DW 15 , GALV | 003221-PERI | 110013-PERI | 12303
PERI - HANDRAIL POST HSGP-2 | 003222-PERI | 110016-PERI | 12306
PERI - INSIDE CORNER 150 | 003223-PERI | 110004-PERI | 12294
PERI - KICKER AV1 | 003224-PERI | 110005-PERI | 12295
PERI - OUTSIDE CORNER ANGLE HSW 150 | 003225-PERI | 110006-PERI | 12296
PERI - PANEL 150 X 90 | 003226-PERI | 110008-PERI | 12298
PERI - PANEL HS 150 X 30 | 003227-PERI | 110007-PERI | 12297
PERI - PUSH PULL PROP RSS 1 | 003228-PERI | 110009-PERI | 12299
Peri - SCAFFOLD bracket MPK 80 | 003229-PERI | 110015-PERI | 12305
PERI - SCAFFOLD TUBE d 48.3 X 3.2 L 2.0 M | 003230-PERI | 110020-PERI | 12310
PERI - SCAFFOLD TUBE d 48.3 X 3.2 L 5.0 M | 003231-PERI | 110019-PERI | 12309
PERI - SCAFFOLD TUBE d 48.3 X 3.2 L 6.0 M | 003232-PERI | 110018-PERI | 12308
PERI - SCAFFOLD TUBE d48.3 X 3.2 L 4.0 M | 003233-PERI | 110011-PERI | 12301
PERI - SCAFFOLD TUBE HOLDER HSGH B | 003234-PERI | 110010-PERI | 12300
PERI - TIE ROD DW 156 L 100 CM | 003235-PERI | 110017-PERI | 12307
PERI - WINGNUT DW 15, GALV | 003236-PERI | 110012-PERI | 12302
perijinan dan koordinasi | 003237-0000 | 521011-0000 | 9926
Perijinan Galian Tanah pada Daerah Milik Jalan | 003238-0000 | 521001-0000 | 8078
Perijinan Pemakaian Duct Existing (Vacant Duct) | 003239-0000 | 521002-0000 | 8079
Perijinan Pengeboran Tanah Crossing Rell Kereta, pada Daerah Milik PJKA | 003240-0000 | 121170-0000 | 8283
Perijinan Tanam Tiang | 003241-0000 | 521008-0000 | 9478
Periodic Maintenance Elevator/ Perawatan Berkala Elevator | 003242-0000 | 820062-0000 | 9485
Perizinan penempatan ODC | 003243-0000 | 521010-0000 | 9820
Perpanjang STNK Mobil | 003244-0000 | 820093-0000 | 10377
Personal Income Tax | 003245-0000 | 820071-0000 | 9862
Personal safety Grounding Wire | 003246-DNFG | 610018-DNFG | 10494
Perubahan Spesifikasi Material | 003247-0000 | 313668-0000 | 12467
Pest control, fumigasi, pemberantasan hama | 003248-0000 | 820090-0000 | 10118
Peti Peralatan | 003249-0000 | 611283-0000 | 12024
Petty Cash | 003250-0000 | 820017-0000 | 8504
Phase Plate with fixing facilities | 003251-0000 | 313415-0000 | 11089
Photocell | 003252-0000 | 313568-0000 | 12073
Piece Meal | 003253-0000 | 820073-0000 | 9864
Piece Meal Pekerjaan BC-TR-5 | 003254-0000 | 424047-0000 | 9054
Piece Meal Pekerjaan BC-TR-Rock | 003255-0000 | 424067-0000 | 9348
Piecemeal Pemasangan/ Penarikan Kabel Serat Optik (FO) 96 Core | 003256-0000 | 424115-0000 | 9974
Piecemeal Install OTB 12 core include pigtail | 003257-0000 | 424112-0000 | 9971
Piecemeal Install Steel Poles 7 m For Aerial Cable & Include Accessories. | 003258-0000 | 424107-0000 | 9966
Piecemeal Install Steel Poles 9 m For Aerial Cable & Include Accessories. | 003259-0000 | 424108-0000 | 9967
piecemeal pasang accesories tiang | 003260-0000 | 424120-0000 | 9980
piecemeal pasang pondasi ODC | 003261-0000 | 424121-0000 | 9981
Piecemeal Pekerjaan Pemasangan Passive Spliter | 003262-0000 | 424111-0000 | 9970
Piecemeal Pemasangan installasi listrik PLN KWH Interconnection 20A | 003263-0000 | 424119-0000 | 9978
Piecemeal Pemasangan Kerangkeng ODC | 003264-0000 | 424118-0000 | 9977
Piecemeal Pemasangan Optical Distribution pole ( ODP ) kapasitas | 003265-0000 | 424113-0000 | 9972
Piecemeal Pemasangan Riser Pipe 2 inch | 003266-0000 | 424110-0000 | 9969
Piecemeal Pemasangan Slack hanger incld accessories | 003267-0000 | 424109-0000 | 9968
Piecemeal Penyambungan Kabel Serat Optik (Optical) | 003268-0000 | 424117-0000 | 9976
Piecmeal Pemasangan Clusure FO 96 Core | 003269-0000 | 424116-0000 | 9975
Pigtail G652D LC/APC | 003270-0000 | 413153-0000 | 10037
Pigtail G 657 A SC/APC | 003271-0000 | 413203-0000 | 11232
Pigtail G 657A SC/UPC | 003272-0000 | 413172-0000 | 10190
Pile Dynamic Load Test (PDA Test) | 003273-0000 | 129483-0000 | 12756
Pile Loading Test | 003274-0000 | 129455-0000 | 12347
Pilot Lamp (220 Volt) | 003275-0000 | 313063-0000 | 9225
Pin TCT 35 Dia. 18 - 35 mm, 8 x 87 mm | 003276-ALFR | 610003-ALFR | 10607
pinset | 003277-0000 | 810100-0000 | 11561
Pintu Baja Swing Double 2600 mm x 2150 mm | 003278-0000 | 111715-0000 | 12801
Pintu dan Kusen Baja 2500 x 2000 | 003279-0000 | 111624-0000 | 12039
Pintu dorong BRC | 003280-0000 | 111471-0000 | 10996
Pintu Main Gate tinggi 1.90 m , lebar 10.00 m (pintu sliding) | 003281-0000 | 129245-0000 | 10750
Pintu pagar BRC | 003282-0000 | 111350-0000 | 10024
Pintu Pagar BRC | 003283-2846 | 1002846 | 4361
Pintu Pagar BRC tinggi 1.20 m, lebar 1.10 m (pintu tunggal) | 003284-0000 | 129243-0000 | 10748
Pintu Pagar BRC uk. 1.9 x 6 meter | 003285-0000 | 111410-0000 | 10610
Pintu Pagar tinggi 1.90 m , lebar 1.20 m (pintu personal) | 003286-0000 | 129246-0000 | 10751
Pintu Plat Baja Ukr. 3200 mm x 2000 mm (Sliding Door) | 003287-0000 | 111709-0000 | 12787
Pintu type P1 | 003288-0000 | 111512-0000 | 11430
Pintu type P2 | 003289-0000 | 111513-0000 | 11431
Pintu type P3 | 003290-0000 | 111514-0000 | 11432
Pintu type P4 | 003291-0000 | 111515-0000 | 11433
Pintu type P5 | 003292-0000 | 111516-0000 | 11434
Pintu type P6 | 003293-0000 | 111517-0000 | 11435
Pipa Baja Galvanize 1 inchi | 003294-0000 | 111009-0000 | 8129
Pipa Besi dia 1 1/4 Inch | 003295-0000 | 111206-0000 | 8461
Pipa Besi dia 2 Inch (6 Meter) | 003296-0000 | 111656-0000 | 12243
Pipa besi dia 3 Inchi (Panjang 6m) | 003297-0000 | 111204-0000 | 8416
Pipa besi diameter dalam 100 mm dan ketebalan pipa 3,65 mm untuk 1 pipa | 003298-0000 | 413099-0000 | 9505
Pipa Besi Galvanize 4 Inchi t 2.8 | 003299-0000 | 111018-0000 | 8325
Pipa Besi Galvanize, dia 19mm panjang 3m | 003300-0000 | 111306-0000 | 9600
Pipa Drainase | 003301-0000 | 129227-0000 | 10708
Pipa duct dengan pasir diameter dalam 100 mm dan ketebalan pipa 5,5 mm untuk 1 pipa | 003302-0000 | 413100-0000 | 9506
Pipa Duct dengan system gantung 1 tiang besi, bentang s/d 100 meter | 003303-0000 | 211068-0000 | 9547
Pipa Duct dengan system gantung 1 tiang besi, bentang s/d 40 meter | 003304-0000 | 413083-0000 | 9401
Pipa Duct HDPE Diameter 1 inchi | 003305-0000 | 411001-0000 | 8130
Pipa Duct HDPE Diameter 33/40 | 003306-0000 | 413044-0000 | 8326
Pipa Duct HDPE Diameter 4 inchi | 003307-0000 | 411002-0000 | 8131
Pipa duct metode boring manual/mesin, menggunakan pipa galvanis dengan diameter dalam 100mm dan ketebalan 3,65mm, 1 pipa | 003308-0000 | 413101-0000 | 9507
Pipa Duct PVC Diameter 4 Inchi | 003309-0000 | 111024-0000 | 8289
Pipa Galvanis 2 inch 3mtr | 003310-0000 | 413117-0000 | 9543
Pipa Galvanis 2.5 inch | 003311-0000 | 211329-0000 | 11795
Pipa Galvanis 3 inch 2mtr | 003312-0000 | 210015-0000 | 7684
Pipa Galvanis 3 inch 6mtr | 003313-0000 | 210013-0000 | 7682
Pipa Galvanis 4 inch 6mtr | 003314-0000 | 210014-0000 | 7683
Pipa Galvanis 5 inch | 003315-0000 | 211330-0000 | 11796
Pipa Galvanized 2 Inch | 003316-0000 | 413148-0000 | 9945
Pipa HDPE 4 inch (Black) | 003317-0000 | 210010-0000 | 7679
Pipa HDPE 40/33 | 003318-0000 | 411016-0000 | 8159
Pipa HDPE 50/42 | 003319-0000 | 413093-0000 | 9470
Pipa HDPE Telkomsel 40/32 warna putih strip merah. | 003320-0000 | 413084-0000 | 9407
Pipa PVC 1 inch | 003321-0000 | 111603-0000 | 11800
Pipa PVC 1.5 inch | 003322-0000 | 210012-0000 | 7681
Pipa PVC 10 inch | 003323-0000 | 111617-0000 | 11979
Pipa PVC 2 inch | 003324-0850 | 1000850 | 903
pipa pvc 20mm | 003325-0000 | 111416-0000 | 10652
Pipa PVC 3 inch | 003326-0000 | 211464-0000 | 12344
Pipa PVC 3 invh | 003327-0000 | 211272-0000 | 11576
Pipa PVC 3/4 inch | 003328-0000 | 111593-0000 | 11766
Pipa PVC 4 inch | 003329-0000 | 210011-0000 | 7680
Pipa PVC 4 Inchi | 003330-0000 | 111021-0000 | 8286
Pipa PVC 6 Inch | 003331-0000 | 211463-0000 | 12343
Pipa PVC AW 2.5 Inch | 003332-0000 | 211476-0000 | 12477
Pipa PVC AW 2.5 Inch | 003333-0000 | 211478-0000 | 12479
Pipa PVC AW 4 Inch | 003334-0000 | 211477-0000 | 12478
Pipa PVC AW 5 Inch | 003335-0000 | 211479-0000 | 12480
Pipa PVC tipe AW diameter 2 inch | 003336-0000 | 211047-0000 | 9339
Pipa riser untuk pelindung kabel pada titik naik kabel sekunder diameter 2 Inch panjang 3 meter. | 003337-0000 | 413106-0000 | 9512
Pipa Sambungan PVC 6 Inch Bentuk T | 003338-0000 | 211480-0000 | 12502
Pipa Sambungan PVC 6 Inch Bentuk Y | 003339-0000 | 211481-0000 | 12503
Pipa Tremie | 003340-0000 | 611180-0000 | 11716
Pipa Tremy 6 inch | 003341-0000 | 611206-0000 | 11860
Pita Police Line | 003342-0000 | 810067-0000 | 11216
Pivot Suspension Clamp 18-30 mm 120 kN | 003343-0000 | 313592-0000 | 12179
Plafon Akustik Amstrong | 003344-0000 | 111490-0000 | 11142
Plafond Gypsum | 003345-0000 | 111540-0000 | 11499
Plastic Rope 6 mm | 003346-0000 | 211430-0000 | 12133
Plastik Cor | 003347-0000 | 111648-0000 | 12223
Plastik Cor | 003348-0858 | 1000858 | 911
Plat Besi 8 mm | 003349-0000 | 211328-0000 | 11794
Plat Besi tebal 5 mm | 003350-0000 | 111693-0000 | 12693
Plat Besi tebal 6 mm | 003351-0000 | 211325-0000 | 11791
Plat Bondek 2 mm | 003352-0000 | 111351-0000 | 10026
Plat Bordes 5 mm | 003353-0000 | 124020-0000 | 7805
Plat Bordes Tebal 3.2mm | 003354-0000 | 211470-0000 | 12393
Plat Bordes Tebal 6 mm | 003355-0000 | 211469-0000 | 12392
Plat Filler | 003356-0000 | 211457-0000 | 12289
Plat Strip Lebar 4cm Tebal 5cm | 003357-0000 | 111694-0000 | 12694
Plat Strip Lebar 5 Cm Tebal 5 Cm Panjang 6 Meter | 003358-0000 | 211473-0000 | 12421
Plate 8 mm uk 1220 mm x 2440 mm | 003359-0000 | 211123-0000 | 10616
Plate 8 mm ukuran 1200 mm x 2400 mm | 003360-0000 | 111582-0000 | 11718
Plate strip | 003361-2242 | 1002242 | 3109
Plate Washer Angkur / Anchor 2 1/4 inch | 003362-0000 | 111599-0000 | 11774
Plate Washer-1 | 003363-3579 | 1003579 | 5393
Platform Fee | 003364-0000 | 720072-0000 | 12472
plester 1,25cm | 003365-0000 | 810095-0000 | 11555
plester cepat | 003366-0000 | 810096-0000 | 11556
Plesteran 1by2 (untuk trap proteksi) | 003367-0000 | 129298-0000 | 10893
Plug & Socket 3 Pin 16 A Male&Female | 003368-0000 | 611313-0000 | 12238
Plywood 15 mm | 003369-0000 | 111646-0000 | 12221
Plywood Phenolic 12 mm Single Faces 12 mm X 2440 X 1220 | 003370-0000 | 111660-0000 | 12260
Pocket PP Bambi | 003371-0000 | 810029-0000 | 10429
PoE Injector 60 Watt | 003372-0000 | 313729-0000 | 12582
pohon pinang diameter 10-15 cm | 003373-0000 | 111527-0000 | 11447
pole 12m | 003374-0000 | 413200-0000 | 11030
Pole 2 meter | 003375-0000 | 211038-0000 | 9096
pole 3m | 003376-0000 | 129390-0000 | 11539
Pole 6 mtr | 003377-0000 | 211045-0000 | 9214
Pompa Air dan Pasir | 003378-DNFG | 610001-DNFG | 10388
Pompa Air Kerja (termasuk instalasi) | 003379-0000 | 111271-0000 | 9063
Pondasi Batching Plant | 003380-0000 | 111277-0000 | 9099
Pondasi Capacitor Voltage Transformer | 003381-0000 | 129332-0000 | 11012
Pondasi Circuit Breaker | 003382-0000 | 129334-0000 | 11014
Pondasi Current Transformer | 003383-0000 | 129331-0000 | 11011
Pondasi Disconnecting Switch & DSE | 003384-0000 | 129333-0000 | 11013
Pondasi Fire Protection | 003385-0000 | 129250-0000 | 10755
Pondasi Line Trap | 003386-0000 | 129329-0000 | 11009
pondasi Marshaling Kiosk | 003387-0000 | 111481-0000 | 11076
Pondasi Pondasi Trafo | 003388-0000 | 129252-0000 | 10761
Pondasi Post Insulator | 003389-0000 | 129249-0000 | 10754
Pondasi Shielding Mast | 003390-0000 | 129251-0000 | 10760
Pondasi Surge Arrester | 003391-0000 | 129330-0000 | 11010
Pondasi tower latice type DDR6 9 klas 6 mutu beton K225 berikut galian, bekisting dll | 003392-0000 | 111347-0000 | 9933
Pondasi Tower Latis | 003393-0000 | 129324-0000 | 10963
Portable Boat Fiber Cap. 4 org | 003394-0000 | 211345-0000 | 11844
Post For Gantries 1 (Deep Foundation) | 003395-0000 | 111320-0000 | 9686
Post For Gantries 1 (Deep Foundation) 70 kV | 003396-0000 | 111342-0000 | 9838
Post For Gantries 2 (Shallow Foundation) | 003397-0000 | 111321-0000 | 9687
Post For Gantries 2 (Shallow Foundation) 70 kV | 003398-0000 | 111343-0000 | 9839
Post Insulator | 003399-0000 | 313082-0000 | 9410
Post Insulator 20 kV | 003400-0000 | 313522-0000 | 11654
Post Insulator C4-750/5720 mm | 003401-0000 | 313259-0000 | 10521
Post Insulator Mounting Bracket | 003402-0000 | 211354-0000 | 11876
Post Insulator Porcelain 1700 mm 31mm/kV | 003403-0000 | 313756-0000 | 12680
Post steel Structure Type 12 m | 003404-0000 | 211079-0000 | 9832
Post steel Structure Type 13 m | 003405-0000 | 211074-0000 | 9621
Post steel Structure Type 13 m | 003406-0000 | 221019-0000 | 9716
Post steel Structure Type 18 m | 003407-0000 | 211073-0000 | 9620
Post steel Structure Type 18 m | 003408-0000 | 221018-0000 | 9715
Post steel Structure Type 6.5 m | 003409-0000 | 211080-0000 | 9833
Post steel Structure Type 8 m | 003410-0000 | 211081-0000 | 9834
Post steel Structure Type 9 m | 003411-0000 | 211075-0000 | 9622
Post steel Structure Type 9 m | 003412-0000 | 221020-0000 | 9717
Post steel STW | 003413-0000 | 211077-0000 | 9624
Post steel STW | 003414-0000 | 221022-0000 | 9719
povidon lodin 60 ml | 003415-0000 | 810104-0000 | 11566
Powder Coating | 003416-0000 | 129435-0000 | 12159
Power Bank 100 mAh | 003417-0000 | 313502-0000 | 11602
Power Bank 1000 mah | 003418-0000 | 313503-0000 | 11603
Power Cable 1.5mm | 003419-0000 | 313223-0000 | 10136
Power Cable,600V/1000V,ROV-K,10mm | 003420-0000 | 313281-0000 | 10614
Power Cable,600V/1000V,ROV-K,16mm | 003421-0000 | 313282-0000 | 10615
Power Coupler/Tapper 10dB | 003422-ANDR | 410061-ANDR | 7407
Power Coupler/Tapper 10dB | 003423-KTRN | 410061-KTRN | 7408
Power Coupler/Tapper 10dB | 003424-LEON | 410061-LEON | 7409
Power Coupler/Tapper 10dB | 003425-ENRS | 410061-ENRS | 7410
Power Coupler/Tapper 13dB | 003426-ALDC | 410062-ALDC | 7411
Power Coupler/Tapper 15dB | 003427-ANDR | 410063-ANDR | 7412
Power Coupler/Tapper 20dB | 003428-ARGS | 410064-ARGS | 7413
Power Coupler/Tapper 6dB | 003429-ARGS | 410058-ARGS | 7400
Power Coupler/Tapper 6dB | 003430-ALDC | 410058-ALDC | 7401
Power Coupler/Tapper 6dB | 003431-ANDR | 410058-ANDR | 7402
Power Coupler/Tapper 7dB | 003432-KTRN | 410059-KTRN | 7403
Power Coupler/Tapper 7dB | 003433-ALDC | 410059-ALDC | 7404
Power Coupler/Tapper 7dB | 003434-LEON | 410059-LEON | 7405
Power Coupler/Tapper 8dB | 003435-ALDC | 410060-ALDC | 7406
Power Energy Meter IED merk Acuvim II | 003436-ACVM | 310001-ACVM | 11626
POWER LINE CARRIER FOR 150 kV SUBSTATION | 003437-0000 | 313345-0000 | 10879
Power Meter | 003438-0000 | 611022-0000 | 9155
Power Quality Meter | 003439-0000 | 313616-0000 | 12336
Power Supply 20 A | 003440-0000 | 460003-0000 | 12555
Power Supply 30A | 003441-0000 | 313528-0000 | 11674
Power Transformer (30 MVA) | 003442-0000 | 111341-0000 | 9798
Power Transformer IBT (60 MVA) | 003443-0000 | 111316-0000 | 9682
Premi Asuransi | 003444-0000 | 620006-0000 | 10264
Premi Asuransi Transportasi Cargo Clause A (ICC A) | 003445-0000 | 820136-0000 | 12505
Premi Kendaraan | 003446-0000 | 620008-0000 | 10266
Pre-stressed Concrete Pile 40 x 40 cm, K-500, 4 d 12.7 mm LR Strand, fy min 160 kg/mm² (JIS A 5335) | 003447-0000 | 111695-0000 | 12699
Prestressed Concrete Spun Piles Diameter 400mm (Bottom) | 003448-0000 | 111699-0000 | 12717
Prestressed Concrete Spun Piles Diameter 400mm (Upper) | 003449-0000 | 111700-0000 | 12718
Prestressed Concrete Square Piles Diameter 400mm (Bottom) | 003450-0000 | 111698-0000 | 12716
Printer Office | 003451-0000 | 10002-0000 | 10083
Profesional Fee | 003452-0000 | 820060-0000 | 9476
Project Management Fee | 003453-0000 | 820112-0000 | 12191
Protection & Control Cubicle 70 kV | 003454-0000 | 313349-0000 | 10935
Protection & Control Cubicle for Bus-Coupler bay (including integration to existing SAS) comprising, IED main protection (low impedance protection relay).IED back up protection (OC, BF, Trip Circuit uspervision relay).IED Ch | 003455-0000 | 323078-0000 | 9747
Protection & Control Cubicle for Bus-Coupler bay (including integration to existing SAS) comprising,-IED main protection (low impedance protection relay).-IED back up protection (OC, BF, Trip Circuit uspervision relay).-IED | 003456-0000 | 313135-0000 | 9652
Protection & Control Cubicle for IBT (Automation, including integration to existing SAS) comprising,-IED main line protection (diffrential, REF HV/LV side, DFR, etc). IED back up protection (OC, EF, SEF, OV, UV, AVR, FR, mete | 003457-0000 | 313129-0000 | 9646
Protection & Control Cubicle for line 1 and line 2 (Automation, includingh integration to existing SAS) comprising, IED main line protection (distance, autoreclose, synchroncheck, etc). IED back up protection (OC, DEF, DFR, F | 003458-0000 | 323066-0000 | 9735
Protection & Control Cubicle for line 1 and line 2 (Automation, includingh integration to existing SAS) comprising,-IED main line protection (distance, autoreclose, synchroncheck,etc).-IED back up protection (OC, DEF, DFR, FA | 003459-0000 | 313123-0000 | 9640
Protection & Control Panel For Line Feeder Bay (Consumer) | 003460-0000 | 313791-0000 | 12762
Protection & Control Panel For Line Feeder Bay (OHL) | 003461-0000 | 313647-0000 | 12420
Protection and Bay Control Unit Devices | 003462-0000 | 323189-0000 | 10766
Protection and Control Cubicle for Bus Coupler Bay | 003463-0000 | 323191-0000 | 10768
Protection and Control Panel for 150/20 kV Transformer Bay | 003464-0000 | 313795-0000 | 12768
Protection Cubicle for 150 kV - Bay Line - CRP | 003465-0000 | 313404-0000 | 11060
Protection Cubicle for 150 kV Double Busbar (Centralized) | 003466-0000 | 313352-0000 | 10954
Protection Cubicle for 150/20 kV Transformer Bay | 003467-0000 | 313797-0000 | 12770
Protection for 150/20 kV Transformer Bay | 003468-0000 | 313796-0000 | 12769
Protection Panel For Capacitor Bay | 003469-0000 | 313738-0000 | 12636
Protection Panel For Capacitor Bay 150 kV | 003470-0000 | 313739-0000 | 12637
Protection, Control and AVR Cubicle for Transformer Bay | 003471-0000 | 323190-0000 | 10767
Provision for Bonus | 003472-0000 | 820058-0000 | 9420
Proyektor | 003473-0000 | 611168-0000 | 11587
Puller Tensioner WB 1500/9 | 003474-ZECH | 610001-ZECH | 10504
Pulley Block Katrol Double 1 Ton | 003475-0000 | 211405-0000 | 11951
Pulley Block Katrol singgle 1 Ton | 003476-0000 | 211404-0000 | 11950
Pully B3 dia 5 inch | 003477-0000 | 611214-0000 | 11868
Push Button Aktuator Hitam Kontak 1NO | 003478-0000 | 313810-0000 | 12812
Push Pull Support | 003479-0000 | 611242-0000 | 11963
PVC Indoor 10x2x0,6mm Cable | 003480-0000 | 313224-0000 | 10137
PVC Indoor 60x2x0,6mm Cable | 003481-0000 | 313220-0000 | 10133
Quad band Combiner ( Quadplexer) 4in-1out U900900MHz/DCS1800MHz/UMTS2100MHz/LTE 2300-2500MHz MHz (Din Connector) | 003482-YOLI | 410097-YOLI | 10044
Quad Clamp 15 KIP Galvanize | 003483-0000 | 211368-0000 | 11891
Quad Strain Clamp 30 KIP | 003484-0000 | 211367-0000 | 11890
Rack cabinet and panel Include Miscellaneous equipment to complete the scope of works | 003485-0000 | 313645-0000 | 12418
Rack Mount Optic Terminal Box - 24 core | 003486-0000 | 413170-0000 | 10183
Rack-mounted MDF 19 inch, 150-pair, LSA 10-pair disconnection modules, with labels & earth provision | 003487-0000 | 313762-0000 | 12715
Radio Base Plus Antena | 003488-LKL0 | 610003-LKL0 | 10486
Radio HT Motorola | 003489-LKL0 | 610002-LKL0 | 10485
Radio HT SMP-328 | 003490-0000 | 211027-0000 | 8689
Rak knock-down bahan besi siku | 003491-0000 | 810022-0000 | 10043
Rambu-rambu | 003492-0000 | 620020-0000 | 10771
Ramset | 003493-0000 | 210001-0000 | 7670
rangka atap baja ringan truss | 003494-0000 | 111628-0000 | 12086
Rangka Baja Ringan C75mm x 35mm x 6 Meter | 003495-0000 | 111665-0000 | 12405
Rangka Mesin Borepile Model Gawangan Tinggi 9 Meter | 003496-0000 | 611289-0000 | 12031
Rangka Mesin Diesel | 003497-0000 | 611196-0000 | 11850
Rangka Plafond Gypsum | 003498-0000 | 111538-0000 | 11492
Rantai Besi | 003499-0000 | 111402-0000 | 10445
Ready Mix K600 | 003500-0000 | 111718-0000 | 12843
Rear View Camera Kualitas 1280 x 720P | 003501-0000 | 611344-0000 | 12641
Receptacle 1 Phase 16A | 003502-0000 | 313587-0000 | 12155
Receptacle 3 Phase 63 A | 003503-0000 | 313586-0000 | 12154
Recheck Survey | 003504-0000 | 129169-0000 | 10340
Recheck Survey | 003505-0000 | 129180-0000 | 10368
Recoil Spring dan adjuster | 003506-0000 | 211248-0000 | 11304
Reducer Type 155 R 1/40 | 003507-0000 | 611211-0000 | 11865
Reel stand 7 Ton, SIPZ-7, PN 15143 | 003508-0000 | 211189-0000 | 11238
Refill Alat Pemadam Api Ringan (APAR) | 003509-0000 | 611049-0000 | 10161
Reflector Prisma Total Station | 003510-0000 | 620038-0000 | 12129
Refractometer Salinity | 003511-0000 | 611271-0000 | 12004
Reinforcement Steel BJTD-40 | 003512-0000 | 129457-0000 | 12355
Reinforcement Steel BJTP-24 | 003513-0000 | 129456-0000 | 12354
REINFORCING RODS for DAMPER OPGW 60 RHL | 003514-0000 | 313384-0000 | 11027
Rel MCB | 003515-0000 | 313066-0000 | 9228
Relay IED Main Protection - MPU | 003516-0000 | 313800-0000 | 12773
Remote Control panel for 20 kV Cubicle complete accessories | 003517-0000 | 313305-0000 | 10831
Reng Baja Ringan 0,45 x 6 m | 003518-0000 | 111566-0000 | 11681
Rental Forklift 12 Ton | 003519-0000 | 820141-0000 | 12709
Rental Forklift 12 Ton | 003520-0000 | 720118-0000 | 12708
Rental Forklift 5 Ton | 003521-0000 | 820109-0000 | 12008
Rental Forklift 7 Ton | 003522-0000 | 820138-0000 | 12515
Rental Gedung | 003523-0000 | 521009-0000 | 9486
Repair / revisi tower | 003524-0000 | 820106-0000 | 11408
Repair Sleeve for ACSR Hawk 240/40 sq.mm | 003525-0000 | 211136-0000 | 10914
Repair Sleeve for TACSR/AS 410/67 mm² | 003526-0000 | 211454-0000 | 12284
Repair Tower PLN 275 kV | 003527-0000 | 129220-0000 | 10635
Reparasi tools | 003528-0000 | 620003-0000 | 10120
RIGID SPACER 200CRS AAC LUPINE | 003529-0000 | 211184-0000 | 11211
Ring 2.5 cm X 2.5 cm (clamp tiang) | 003530-0000 | 211032-0000 | 8713
Ring Corona-P 15 OD | 003531-0000 | 211372-0000 | 11895
Ring Corona-S 230 kV 8 OD | 003532-0000 | 211371-0000 | 11894
Ring Corona-S 500 kV 15 OD | 003533-0000 | 211370-0000 | 11893
Ring plate 38mm | 003534-0000 | 211265-0000 | 11462
Ring washer 38mm | 003535-0000 | 211264-0000 | 11461
Rise Pipe untuk pengaman kabel optik ke ODC Pole / titik naik KU diamater 1 panjang 3 meter | 003536-0000 | 211050-0000 | 9342
Riser Pipe | 003537-0000 | 413135-0000 | 9811
Rock Anchor head | 003538-0000 | 211386-0000 | 11909
Rod for DSE Hexagonal | 003539-0000 | 211314-0000 | 11680
Roda 6 Inch | 003540-0000 | 211343-0000 | 11842
Rompi Jaring Polyester | 003541-0000 | 620030-0000 | 11395
Rompi kerja | 003542-0000 | 620018-0000 | 10759
Rontgen Dada | 003543-0000 | 820114-0000 | 12194
Roof Drain Cast Iron Diameter 4 Inch | 003544-0000 | 111712-0000 | 12798
Roof Drain Stainless Steel Diameter 4 Inch | 003545-0000 | 111713-0000 | 12799
roof top water proofing | 003546-0000 | 129351-0000 | 11140
Rope grab | 003547-0000 | 611143-0000 | 11390
roset/indoor optical outlet with SC Adaptor cap 2 port | 003548-0000 | 413133-0000 | 9809
Round Sling 5 Ton x 2 Meter | 003549-0000 | 611221-0000 | 11933
Router Hub 4-6 port | 003550-0000 | 413209-0000 | 11644
Rubber tape | 003551-3MDY | 410071-3MDY | 7425
Safety Belt | 003552-0000 | 611046-0000 | 10082
Safety Line | 003553-0000 | 620019-0000 | 10769
Safety Net Bahan Nylon | 003554-0000 | 611316-0000 | 12252
Safety Shoes | 003555-0000 | 611028-0000 | 9243
Sag Link 120kN | 003556-0000 | 313496-0000 | 11527
Sag Link 210kN | 003557-0000 | 313489-0000 | 11520
Sag Rod, Besi Beton Hitam, Diameter M10 | 003558-0000 | 111708-0000 | 12786
Sag Rod, Besi Beton Hitam, Diameter M16 | 003559-0000 | 111706-0000 | 12784
SAG Scope | 003560-0000 | 610008-0000 | 8472
Sagging konduktor 2xTACSR410 double Conductor | 003561-0000 | 111345-0000 | 9902
Salaries | 003562-0000 | 820001-0000 | 8145
sarung jok mobil | 003563-0000 | 810059-0000 | 11141
Sarung Tangan (Untuk menarik/mengangkat benda berat) | 003564-0000 | 611033-0000 | 9248
Sarung Tangan Kain (Polkadot) | 003565-0000 | 620029-0000 | 11394
Sarung tangan karet panjang | 003566-0000 | 810070-0000 | 11219
Sarung tangan karet pendek | 003567-0000 | 810069-0000 | 11218
SAS Test (including point to point ke RCC) | 003568-0000 | 323216-0000 | 12353
SAT Multiplexer | 003569-0000 | 424171-0000 | 10961
Scoen | 003570-0000 | 211266-0000 | 11465
Scoen - Vynil 16mm | 003571-0000 | 311013-0000 | 8462
Scoen - Vynil 25mm | 003572-0000 | 313099-0000 | 9599
Scoen - Vynil 50mm | 003573-0000 | 313086-0000 | 9430
Scoen - Vynil 70mm | 003574-0000 | 313218-0000 | 10103
SC-OF-SM-24 splice enclosure (branch or straight) of single Mode optical fiber cores cable, 24 optical cores | 003575-0000 | 413062-0000 | 9217
SC-OF-SM-48 splice enclosure (branch or straight) of single Mode optical fiber cores cable, 12 - 48 optical cores | 003576-0000 | 411019-0000 | 8162
Screw S12 | 003577-0000 | 210026-0000 | 7695
SDH Connection Master | 003578-0000 | 413194-0000 | 10956
SDH Optical Interface Module (4-STM 4) | 003579-0000 | 413220-0000 | 12722
Sealant Hitam | 003580-0000 | 313088-0000 | 9432
sealant silicon white | 003581-0000 | 313087-0000 | 9431
Security Cost | 003582-0000 | 820006-0000 | 8152
Security Deposite | 003583-0000 | 424105-0000 | 9887
Security Lamp | 003584-0000 | 611026-0000 | 9241
Sekop Pasir | 003585-0000 | 111293-0000 | 9285
Sekrup Baja Ringan | 003586-0000 | 111549-0000 | 11511
Sekrup Gypsum | 003587-0000 | 111548-0000 | 11510
Sekrup Gypsum 3 Cm | 003588-0000 | 111672-0000 | 12412
Sekrup Gypsum 5 Cm | 003589-0000 | 111671-0000 | 12411
Sekrup kayu 8 x 32 mm | 003590-0000 | 111596-0000 | 11771
Selang air | 003591-0000 | 111349-0000 | 10023
Selang Buang 3 inch | 003592-0000 | 611185-0000 | 11805
Selang Buang 4 Inch | 003593-0000 | 611197-0000 | 11851
Selang Buang 6 Inch | 003594-0000 | 611198-0000 | 11852
Selang Excavator | 003595-0000 | 211072-0000 | 9590
Selang High Pressure 3 Inch | 003596-0000 | 611285-0000 | 12026
Selang Hisap 3 inch | 003597-0000 | 611095-0000 | 10389
Selang Hisap 4 1/2 inch | 003598-0000 | 611096-0000 | 10390
Selang Hisap 4 Inch | 003599-0000 | 611195-0000 | 11849
Selang Hisap 6 Inch | 003600-0000 | 611194-0000 | 11848
Selang Vibrator 38 mm x 4 Meter | 003601-0000 | 620037-0000 | 12003
Self Gripping Clamp GSW 9MM-11MM SWL 20 Kn | 003602-DNMK | 610005-DNMK | 10499
Self Gripping Clamp GSW 9MM-11MM SWL 20 kn | 003603-DNMK | 610006-DNMK | 10500
Self Gripping Clamp GSW 9MM-11MM SWL 20 KN | 003604-DNMK | 610002-DNMK | 10471
Self Gripping Clamp OPGW 9MM-13MM SWL 16 KN | 003605-DNMK | 610001-DNMK | 10470
Semen | 003606-2187 | 1002187 | 3039
Semen Nat Keramik | 003607-0000 | 111550-0000 | 11512
Semen OPC | 003608-0000 | 111494-0000 | 11231
Semen Portland | 003609-0000 | 111001-TGRD,111001-PDNG | 8211
Semen Portland | 003610-0000 | 111001-0000 | 8121
Semen Type II (SNI 2049 2015) | 003611-0000 | 111677-0000 | 12454
Semen type PCC 40kg | 003612-0000 | 111037-0000 | 8355
Semen type PCC 50kg | 003613-0000 | 111035-0000 | 8354
Sendok Semen | 003614-0000 | 111292-0000 | 9284
Seng | 003615-3509 | 1003509 | 5287
Seng Gelombang BJLS 0.25 mm | 003616-0000 | 111684-0000 | 12657
Sepatu Boot | 003617-0000 | 620015-0000 | 10756
Septic Tank | 003618-0000 | 111534-0000 | 11475
Septic Tank 1000 Liter | 003619-0000 | 611317-0000 | 12253
Serat/Serabut Kelapa Sawit | 003620-0000 | 111664-0000 | 12391
Sertifikasi | 003621-0000 | 323022-0000 | 8471
Sertifikat dan Training Teknisi Scaffolding | 003622-0000 | 820126-0000 | 12247
Server | 003623-0000 | 910008-0000 | 11783
Server NAS | 003624-0000 | 910007-0000 | 11782
Service AC - isi freon AC | 003625-0000 | 820092-0000 | 10281
Service AC kantor | 003626-0000 | 820091-0000 | 10280
Service connector for BCC. 150mm² (SBC 150) | 003627-0000 | 211247-0000 | 11297
Service DC-SM-F 48 pemasangan Kabel Duct Fiber Optik single mode 48 core G 655 C | 003628-0000 | 424020-0000 | 8172
Service Excavator | 003629-0000 | 820018-0000 | 8507
Service Genset Deutz 200 kVA | 003630-0000 | 620022-0000 | 11132
SERVICE KURSI | 003631-0000 | 820099-0000 | 11097
Service Mesin Bor Tangan | 003632-0000 | 820097-0000 | 10523
Service Mobil | 003633-0000 | 720033-0000 | 9987
Service Pemasangan ODF kapasitas 1/4 core dan accessories | 003634-0000 | 424103-0000 | 9885
Service pemasangan ODF kapasitas 1/8 termasuk accessories | 003635-0000 | 424104-0000 | 9886
Service Pondasi Bored Pile Dia. 50cm termasuk Mob Demob, Besi Beton, Mix Design, dan Test Kubus | 003636-0000 | 129114-0000 | 9516
Service Pondasi Bored Pile Dia. 60cm termasuk Mob Demob, Besi Beton, Mix Design, dan Test Kubus | 003637-0000 | 129115-0000 | 9517
Service Pondasi Tower termasuk Mob Demob, Besi Beton, Mix Design, dan Test Kubus | 003638-0000 | 129113-0000 | 9515
Service Stringing Equipment | 003639-0000 | 820105-0000 | 11392
Service Transformer Foundation | 003640-0000 | 111357-0000 | 10175
Set of clamps, connectors and accessories | 003641-0000 | 313110-0000 | 9627
Set of clamps, connectors and accessories | 003642-0000 | 323053-0000 | 9722
Set of clamps, connectors and accessories for 70 kV | 003643-0000 | 313167-0000 | 9794
Set of clamps, connectors and accessories for installation of the Fly Bus | 003644-0000 | 313400-0000 | 11056
Set of clamps, connectors and accessories for installation of the line bay as specified | 003645-0000 | 313401-0000 | 11057
Set of three twin ACCC Copenhagen downleads to substation gantry (exluding low duty inverse insulator sets 120kN normal type) | 003646-0000 | 313100-0000 | 9601
Setting Stub Tower | 003647-0000 | 129427-0000 | 11822
Setting Stub Tower | 003648-0000 | 129302-0000 | 10897
Setting Survey and Installation of Setting Plan Incl BM Stake | 003649-0000 | 129466-0000 | 12659
Sewa Alat Tan Delta / Dissipation Factor Test Set | 003650-0000 | 323240-0000 | 12759
Sewa Bar Bender Ex. Germany | 003651-0000 | 620024-0000 | 11180
Sewa Concrete Pump | 003652-0000 | 129134-0000 | 9985
Sewa Crane 50 Ton | 003653-0000 | 620031-0000 | 11776
Sewa Crane dan Operator | 003654-0000 | 720041-0000 | 10890
Sewa Dispenser | 003655-0000 | 620009-0000 | 10268
Sewa Ecavator | 003656-0000 | 221017-0000 | 9596
sewa gondola | 003657-0000 | 820104-0000 | 11385
Sewa Hand Phone / Smartphone | 003658-0000 | 820088-0000 | 10086
Sewa Hiab Crane 15 Ton | 003659-0000 | 620032-0000 | 11777
Sewa Jack Hammer & Kompressor | 003660-0000 | 820101-0000 | 11307
Sewa Kantor | 003661-0000 | 820030-0000,820038-0000,820046-0000 | 9163
Sewa Kantor / bulan | 003662-0000 | 820087-0000 | 10085
sewa kendaraan pick up | 003663-0000 | 720032-0000 | 9899
Sewa Mobil 4WD | 003664-0000 | 720056-0000 | 12231
Sewa Molen | 003665-0000 | 129428-0000 | 11831
Sewa Passenger Hoist Cap 2 Ton Single Cage | 003666-0000 | 820142-0000 | 12712
Sewa Plat | 003667-0000 | 820110-0000 | 12009
Sewa Scaffolding | 003668-0000 | 620028-0000 | 11350
Sewa Total Station | 003669-0000 | 620039-0000 | 12600
Sewa Trailer | 003670-0000 | 720051-0000 | 11962
Sewa Tronton | 003671-0000 | 221032-0000 | 10162
Sewa Tronton | 003672-0000 | 221033-0000 | 10163
Sewa Truck Crane 5 Ton | 003673-0000 | 720061-0000 | 12378
Sewa Truck Crane 8 Ton | 003674-0000 | 720060-0000 | 12377
Sewa Truck Engkel | 003675-0000 | 720038-0000 | 10214
SF6 Density Meter | 003676-0000 | 611179-0000 | 11702
SFP STM-4 Optical Module, 80 km | 003677-0000 | 413221-0000 | 12723
SG 14 shank | 003678-0000 | 211394-0000 | 11924
SG 2 Extension | 003679-0000 | 211395-0000 | 11925
SG 3 RADIUS TIP | 003680-0000 | 211393-0000 | 11923
SG 4 Coupler | 003681-0000 | 211396-0000 | 11926
SGC 14 DRIVING STEEL SET | 003682-0000 | 211392-0000 | 11922
Shackle 6.5 Ton | 003683-0000 | 211190-0000 | 11239
Shackle D 12 mm | 003684-0000 | 211402-0000 | 11947
Shackle D 16 mm | 003685-0000 | 211403-0000 | 11948
Shackle D 34 MM 30 Kn | 003686-TSE0 | 610012-TSE0 | 10481
Shackle D 38 Mm 50 Kn | 003687-TSE0 | 610011-TSE0 | 10480
Shielding Mesh | 003688-0000 | 111324-0000 | 9690
Shielding wire as per-TPG for Switcyard and Transformer Area | 003689-0000 | 313329-0000 | 10863
shock skun | 003690-0000 | 211263-0000 | 11460
Siar Rata 1/2 | 003691-0000 | 323162-0000 | 10703
Signal Horn HPT 110 VDC | 003692-0000 | 313802-0000 | 12795
Sika Bone | 003693-0000 | 111304-0000 | 9473
Sika grout | 003694-0000 | 111547-0000 | 11508
Sikagrout 215 | 003695-0000 | 211306-0000 | 11622
Singgle jumper tension set for ACCC Lisbon 310 mm, suspension clamp, armor rods, w/o disk insulator | 003696-0000 | 313513-0000 | 11632
Singgle tenseion set for ACCC Lisbon 310 mm, deand end clamp, arching horn, w/o disk insulator | 003697-0000 | 313510-0000 | 11629
Singgle tension inverted set for ACCC Lisbon 310 mm, dead end clamp, arching horn, w/o disk insulator | 003698-0000 | 313512-0000 | 11631
Single Grounding Clamp 150mm | 003699-0000 | 313730-0000 | 12591
single Jumper Suspension String for Conductor 2xTACSR 410 UTS 210kN | 003700-0000 | 313180-0000 | 9929
Single Mesh Shock Joint 17-29 mm | 003701-0000 | 611122-0000 | 11315
Single Phase Neutral CT for 150 kV side class X, 150-300/1A complete with clamps for restricted eart faulth protection suitable for mounting outdoor on Transformer tank can be put inside the 20 kV Neutral Resistor Cubicle. | 003702-0000 | 313145-0000 | 9662
Single Phase Neutral CT for 70 kV side class 5P20, 600-300/1A complete with clamps for Neutral eart faulth protection suitable for mounting outdoor on Transformer tank can be put inside the 20 kV Neutral Resistor Cubicle | 003703-0000 | 313147-0000 | 9664
Single Phase Neutral CT for 70 kV side class X, 300-600/1A complete with clamps for restricted eart faulth protection suitable for mounting outdoor on Transformer tank. | 003704-0000 | 313146-0000 | 9663
Single Pole Switch | 003705-0000 | 313759-0000 | 12706
single pump | 003706-0000 | 611154-0000 | 11409
SINGLE SUSPENSION 1x300mm², 16 mm COUPLE,W/ SUSP CLAMP,U-BOLT | 003707-0000 | 211183-0000,211182-0000 | 11210
SINGLE SUSPENSION 2xAAC LUPINE,16 mm COUPLE,W/ SUSP CLAMP,U-BOLT | 003708-0000 | 211181-0000 | 11208
Single suspension jumper insulator string set 120 kN with fog type | 003709-0000 | 313275-0000 | 10577
Single suspension jumper insulator string set 120kN min 4250mm creepage distance for HTLS Helsinki | 003710-0000 | 313107-0000 | 9608
Single Suspension String Set 120 kN | 003711-0000 | 313029-0000 | 8553
Single Suspension String Set 120 kN For Conductor 1 x ACSR 250mm² | 003712-0000 | 313602-0000 | 12322
Single Suspension String Set for 1xAAC Lupine 1267 mm², 120kN, w/o insulator, envelope type | 003713-0000 | 313628-0000 | 12382
Single Suspension String Set for ACSR Hawk 240/40 sq.mm | 003714-0000 | 211137-0000 | 10915
Single Suspension Stringset for Conductor 2xTACSR 410 | 003715-0000 | 211335-0000 | 11826
Single Suspention insulator | 003716-0000 | 313341-0000 | 10875
Single Suspention insulator set | 003717-0000 | 313338-0000 | 10872
SINGLE TENSION 1xAAC 300mm²,16 mm COUPLE,W/ CCDE,U-BOLT | 003718-0000 | 211180-0000 | 11207
SINGLE TENSION 1xAAC 300mm²,16 mm COUPLE,W/ CCDE,U-BOLT,TURNBUCKLE | 003719-0000 | 211179-0000 | 11206
SINGLE TENSION 1xAAC 630mm²,16 mm COUPLE,W/ CCDE,U-BOLT | 003720-0000 | 211178-0000 | 11205
SINGLE TENSION 1xAAC 630mm²,16 mm COUPLE,W/ CCDE,U-BOLT,TURNBUCKLE | 003721-0000 | 211177-0000 | 11204
SINGLE TENSION 2xAAC LUPINE,16 mm COUPLE,W/ CCDE,U-BOLT | 003722-0000 | 211176-0000 | 11203
SINGLE TENSION 2xAAC LUPINE,16 mm COUPLE,W/ CCDE,U-BOLT,TURNBUCKLE | 003723-0000 | 211175-0000 | 11202
Single Tension GSW 70mm² | 003724-0000 | 211440-0000 | 12168
Single tension inverse insulator string set 120 kN with fog type | 003725-0000 | 313276-0000 | 10578
Single tension inverse insulator string set 120kN min 4250mm creepage distance for HTLS 2x1000A (ACCC) | 003726-0000 | 313106-0000 | 9607
Single tension inverse insulator string set 210 kN with fog type | 003727-0000 | 313399-0000 | 11054
Single Tension Inverse String Set 120 kN For Conductor 1 x ACSR 250mm² | 003728-0000 | 313606-0000,313651-0000 | 12326
Single tension inverted set lengkap clamp, arching horn, untuk 1 x ACSR 240/40 mm | 003729-0000 | 313296-0000 | 10814
Single Tension string set 120 kN | 003730-0000 | 313030-0000 | 8554
Single Tension String Set 120 kN for 1 x AAC Lupine 1267 mm² | 003731-0000 | 313653-0000 | 12440
Single tension string set 120 kN with fog type | 003732-0000 | 313391-0000 | 11042
Single tension string set for 1xAAC Lupine 1267 mm², 120kN, w/o insulator, without turnbuckle, compression type | 003733-0000 | 313626-0000 | 12380
Single Tension String Set for ACSR Hawk 240/40 sq.mm | 003734-0000 | 211139-0000 | 10917
Single Tension string single conduktor TAL 1000 complit with arching horn | 003735-0000 | 313395-0000 | 11046
Single Tension Stringset for Conductor 2xTACSR 410 | 003736-0000 | 211336-0000 | 11827
Sistem Test (uji energize, uji tak berbeban, dan berbeban) | 003737-0000 | 323214-0000 | 12351
Sitac - Pembebasan Lahan | 003738-0000 | 521006-0000 | 9308
Site Clearing | 003739-0000 | 129183-0000 | 10519
Site Clearing | 003740-0000 | 129117-0000 | 9691
Site Office Rent/Warehouse | 003741-0000 | 820002-0000 | 8146
Site Office Utilities/Site Office Furniture | 003742-0000 | 820065-0000 | 9584
Site Preparation (Material and Services) | 003743-0000 | 424075-0000 | 9471
Site Storage | 003744-0000 | 820130-0000 | 12356
Site Survey (SITAC) | 003745-0000 | 521007-0000 | 9425
Skun 150 mm | 003746-0000 | 313636-0000 | 12394
skun 50mm | 003747-0000 | 211269-0000 | 11542
skun grounding | 003748-0000 | 211270-0000 | 11548
Skun Grounding AL 70 M 12 | 003749-0000 | 211280-0000 | 11589
Skun Plat 2.5 mm | 003750-0000 | 313451-0000 | 11318
Skun Plat 4 mm | 003751-0000 | 313452-0000 | 11319
Skun Plat 6 mm | 003752-0000 | 313453-0000 | 11320
Skun Ring 2.5 mm | 003753-0000 | 313454-0000 | 11321
Skun Ring 4 mm | 003754-0000 | 313455-0000 | 11322
Skun Ring 6 mm | 003755-0000 | 313456-0000 | 11323
Sledge Hammer 10 LB | 003756-0000 | 211383-0000 | 11906
Sling 16 MM For Tower and Trafes | 003757-LKL0 | 610001-LKL0 | 10482
Sling Endless Round | 003758-0000 | 211397-0000 | 11927
Slope protection (stone masonry) | 003759-0000 | 111328-0000 | 9697
Smart Phone Lenovo | 003760-0000 | 611035-0000 | 9312
Smartphone | 003761-0000 | 611040-0000 | 9822
Snatch Block Double 2 T | 003762-0000 | 611281-0000 | 12022
Snatch Block Double 5 T | 003763-0000 | 611298-0000 | 12091
Snatch Block Single 1 T | 003764-0000 | 611147-0000 | 11400
Snatch Block Single 2 T | 003765-0000 | 611280-0000 | 12021
Snatch Block Single 3 T | 003766-TSE0 | 610009-TSE0 | 10476
Snatch Block Single 5 T | 003767-0000 | 611253-0000 | 11985
Sock pipa 20 mm | 003768-CLIP | 210023-CLIP | 7692
Socket (Monitor X2, Controller X4, ECM X4 & Dioda ) | 003769-0000 | 611114-0000 | 10947
Socket 1P N 16 A | 003770-0000 | 313671-0000,313686-0000 | 12485
Socket Clevis | 003771-0000 | 211113-0000 | 10433
Socket Eye | 003772-0000 | 211425-0000 | 12120
Socket HDPE | 003773-0000 | 413184-0000 | 10283
Socket Plug 3P N PE 16A | 003774-0000 | 313685-0000 | 12499
socket relay/timer 10 A 8 pin | 003775-OMRN | 310001-OMRN | 11696
socket relay/timer 7 A 8 pin | 003776-OMRN | 310002-OMRN | 11697
Soen Vynil 25mm | 003777-0000 | 313037-0000 | 8710
Soil Boring Diameter 40 cm | 003778-0000 | 129348-0000 | 11128
Soil Boring Diameter 60 cm | 003779-0000 | 129349-0000 | 11129
Soil investigation (sondir) in tower location | 003780-0000 | 129022-0000 | 8563
Soil Investigation Test and Report by Dynamic Cone Penetrometer Test (Sondir) | 003781-0000 | 129026-0000 | 8595
Soil Investigation Test and Report by Soil Borings, Undistrub Sampling and Laboratory Test | 003782-0000 | 129021-0000 | 8562
Soil test (SPT,DCPT, Coredrilling, Test Lab) and report | 003783-0000 | 111338-0000 | 9709
Soil test investigation for switchyard SPT, DCPT, Core Drilling and Test Lab | 003784-0000 | 129121-0000 | 9708
Solar (BBM) | 003785-0000 | 710003-0000 | 9077
Sorting Tower Material | 003786-0000 | 129128-0000 | 9894
Spacer Decking HDPC | 003787-0000 | 111647-0000 | 12222
Spacer for 2xAAAC 630mm² | 003788-0000 | 313449-0000 | 11301
Spacer for 2xAAAC 630mm²,cc 200 | 003789-0000 | 313476-0000 | 11383
Spacer for 2xAAC Lupine 1267mm², cc 200 | 003790-0000 | 211235-0000 | 11285
Spacer for TAL 660 mm² | 003791-0000 | 313838-0000 | 12840
Spacer for TAL 660 mm² to TAL 660mm² | 003792-0000 | 313377-0000 | 10988
Spacer For TAL 850mm² | 003793-0000 | 313624-0000 | 12363
Span Skur | 003794-0000 | 611158-0000 | 11466
Span Wartel M10 | 003795-0000 | 413132-0000 | 9808
Span Wartel M12 | 003796-0000 | 413047-0000 | 8697
Span Wartel M16 | 003797-0000 | 413154-0000 | 10060
Span Wartel M20 | 003798-0000 | 413198-0000 | 11006
Span wartel M6 | 003799-0000 | 413046-0000 | 8696
Span Wartel M8 | 003800-0000 | 413050-0000 | 8709
Spandek | 003801-0000 | 211320-0000 | 11699
Spanduk | 003802-0000 | 810077-0000,810024-0000,111285-0000 | 11226
Spare Capacitor For 25 MVAR Bank | 003803-0000 | 313741-0000 | 12639
Spiral Vibration Damper | 003804-0000 | 313025-0000,313229-0000 | 8549
Spirometri | 003805-0000 | 820116-0000 | 12196
Splice assembly (PLN conductor accessories) | 003806-0000 | 210035-0000 | 7704
Splice Sleeve | 003807-0000 | 411014-0000 | 8143
Splicer | 003808-0000 | 611017-0000 | 8768
Splicing FO per Splitetter (2 splicing dan 12 splicing per OTB 12 ) | 003809-0000 | 424101-0000 | 9879
Splicing sleeve protector, J500B, PN17204 | 003810-DOFG | 610001-DOFG | 10617
split | 003811-0000 | 111493-0000 | 11195
Splitter 2 Way | 003812-0000 | 410055-LEON,410055-PACI | 7390
Splitter 3 Way | 003813-0000 | 410056-LEON,410056-RSBG,410056-ENRS,410056-PACI | 7392
Splitter 4 Way | 003814-0000 | 413085-0000,410057-ANDR,410057-LEON,410057-RSBG,410057-ENRS | 9421
Splitzen 3/4 inch x 60 cm (1 set complete) | 003815-0000 | 313284-0000 | 10620
Splitzen 5/8 600mm | 003816-0000 | 310051-0000 | 7657
Splitzen kecil | 003817-0000 | 310052-0000 | 7658
spray | 003818-0000 | 111413-0000 | 10646
Sprei kasur 90 x 200 | 003819-0000 | 810044-0000 | 11024
Spring Controller | 003820-0000 | 210042-0000 | 7711
Spring Washer Angkur / Anchor 2 1/4 inch | 003821-0000 | 111600-0000 | 11775
Stability Test for Buspro | 003822-0000 | 323236-0000 | 12642
stabilizer 3000 Volt | 003823-0000 | 611117-0000 | 11198
Staff Amenities | 003824-0000 | 820072-0000 | 9863
Staff Welfare | 003825-0000 | 820063-0000 | 9528
Stainless Band | 003826-0000 | 211028-0000 | 8704
Stainless Steel | 003827-0000 | 413061-0000 | 9213
Stainless stell tape | 003828-0000 | 211018-0000 | 8372
Stair Guardrail UAG (B) | 003829-0000 | 611328-0000 | 12270
Staircase UAS 75 x 250/200 | 003830-0000 | 611327-0000 | 12269
Stamp Duty | 003831-0000 | 810122-0000,611084-0000 | 12509
Stamper, Tools Set | 003832-0000 | 611024-0000 | 9157
Stand Temberang Tarik | 003833-0000 | 413066-0000 | 9291
Standard Reel D 1400 Mm | 003834-TSE0 | 610008-TSE0 | 10474
Standard UVR 100 Rent | 003835-0000 | 129449-0000 | 12216
Standard UVR 200 | 003836-0000 | 611330-0000 | 12272
Standart UVR 150 Rent | 003837-0000 | 129440-0000 | 12207
Stang Bor dia. 73 draad Cubing | 003838-0000 | 611205-0000 | 11859
Stationary & Printing | 003839-0000 | 810002-0000 | 8151
Steel Beam Gantry | 003840-0000 | 313279-0000 | 10582
Steel Grounding Rod 1/2 Inchi | 003841-0000 | 311007-0000 | 8324
Steel Grounding Rod 7/8 Inchi | 003842-0000 | 311006-0000 | 8323
Steel Plank 20cmX30cm | 003843-0000 | 111287-0000 | 9236
Steel Plank 20cmX40cm | 003844-0000 | 111286-0000 | 9235
Steel Plank 20cmX60cm | 003845-0000 | 111290-0000 | 9239
Steel Plank 30cmX60cm | 003846-0000 | 111288-0000 | 9237
Steel Plank Bulat dia. 60cm | 003847-0000 | 111289-0000 | 9238
Steel Post Gantry | 003848-0000 | 313280-0000 | 10583
Steel strap | 003849-0000 | 211035-0000 | 8725
STEEL STRUCTURE/GANTRY, CONDUCTOR, STRING | 003850-0000 | 221042-0000 | 10739
STEEL STRUCTURE/GANTRY, CONDUCTOR, STRING INSULATOR, GSW & ACC, HV CONNECTOR, GROUNDING AND LIGHTING SYSTEM | 003851-0000 | 313327-0000 | 10861
Steel Support Apparatus | 003852-0000 | 211096-0000 | 10114
Steel Support CT 150 kV | 003853-0000 | 211084-0000 | 9851
Steel Support CT 70 kV | 003854-0000 | 211088-0000 | 9855
Steel Support CVT 150 kV | 003855-0000 | 211085-0000 | 9852
Steel Support CVT 70 kV | 003856-0000 | 211089-0000 | 9856
Steel Support DS 150 kV | 003857-0000 | 211082-0000 | 9849
Steel Support DS 70 kV | 003858-0000 | 211087-0000 | 9854
Steel Support DS/E 150 kV | 003859-0000 | 211083-0000 | 9850
Steel Support LA 150 kV | 003860-0000 | 211086-0000 | 9853
Steel Support LA 70 kV | 003861-0000 | 211090-0000 | 9857
Steel Support Line Trap | 003862-0000 | 211140-0000 | 10936
Steel Support Pipa | 003863-0000 | 611272-0000 | 12005
Step Bolt M16 x 160 | 003864-0000 | 129356-0000 | 11349
Step Bolt M16 x 180 | 003865-0000 | 129366-0000 | 11378
stick Grounding | 003866-0000 | 211267-0000 | 11468
stick rod 1 inch | 003867-0000 | 211400-0000 | 11930
Stick Rod 1 inch 3 ft | 003868-0000 | 611233-0000 | 11945
stick rod 1 inch 7 ft | 003869-0000 | 211401-0000 | 11931
Stick Rod 5/8 Inchi 2m | 003870-0000 | 313093-0000 | 9446
Stick Rod 5/8 Inchi 3m | 003871-0000 | 311008-0000 | 8379
stick rod 5/8 inchi panjang 4 m | 003872-0000 | 313501-0000 | 11547
Sticker Operator for Antena/ Splitter/ Coupler | 003873-0000 | 413087-0000 | 9423
Sticker Operator for Feeder | 003874-0000 | 413088-0000 | 9424
sticker sandblast pintu kaca | 003875-0000 | 810065-0000 | 11213
Sticker Transparan | 003876-0000 | 810075-0000 | 11224
Stop Kontak Listrik | 003877-0000 | 313533-0000 | 11741
Stopping buckle | 003878-0000 | 211017-0000 | 8371
Storage | 003879-0000 | 313390-0000 | 11041
STP Cable 1 pair merk Belden | 003880-BELD | 310001-BELD | 11628
Straight clamp Connector 2 x AAC Lupine 1267 mm² to Stud dia.60 mm | 003881-0000 | 313654-0000 | 12441
Straight clamp Connector 2 x TAL 660 mm² to Plat 20x150x150 mm | 003882-0000 | 313854-0000 | 12859
Straight clamp Connector 2 x TAL 850 mm² to Plat 20x150x150 mm | 003883-0000 | 313855-0000 | 12860
Straight clamp to Hall 850 mm for line trap | 003884-0000 | 313257-0000 | 10411
Straight terminal conector for CB. TAL 850 sqm to 8-dia. 14 holes flat, cc 50 | 003885-0000 | 313195-0000 | 10050
Straight terminal conector for CT. TAL 850 sqm to stud dia. 50x120mm | 003886-0000 | 313197-0000 | 10052
Straight terminal conector for DS. TAL 850 sqm to stud dia. 50x120mm, tin plated | 003887-0000 | 313194-0000 | 10049
Straight terminal connector 1xAAAC 630 mm² | 003888-0000 | 211194-0000 | 11243
Straight terminal connector for 1 x AAC1267mm² to 9-dia 14 holes flat, cc 50, pad 20x150x150 | 003889-0000 | 313632-0000 | 12386
Straight terminal connector for 1 x TAL850 mm² to 9-dia 14 holes flat, cc 50, pad 20x150x150 | 003890-0000 | 313650-0000 | 12426
Straight terminal connector for 1xAAAC 300mm² to 4-D 14.0 holes flat | 003891-0000 | 211197-0000 | 11247
Straight terminal connector for 1xAAAC 300mm² to 4-D 14.5 holes flat | 003892-0000 | 211204-0000 | 11254
Straight terminal connector for 1xAAAC 300mm² to 8-D 14.0 holes flat | 003893-0000 | 211210-0000 | 11260
Straight terminal connector for 1xAAAC 300mm² to stud D40x80mmw/ Al-Cu Bi-metal sleeve | 003894-0000 | 211215-0000 | 11265
Straight terminal connector for 1xAAAC 630mm² to 4-D 14.0 holes flat | 003895-0000 | 211196-0000 | 11246
Straight terminal connector for 1xAAAC 630mm² to 4-D 14.5 holes flat | 003896-0000 | 211203-0000 | 11253
Straight terminal connector for 1xAAAC 630mm² to 8-D | 003897-0000 | 211208-0000 | 11258
Straight terminal connector for 1xAAAC 630mm² to stud D40x80mm w/ Al-Cu Bi-metal sleeve | 003898-0000 | 211213-0000 | 11263
Straight terminal connector for 1xAAC Lupine 1267mm² to 8-D 14.0 holes flat | 003899-0000 | 313629-0000 | 12383
Straight terminal connector for 1xTAL 660mm² to pad 100x100x20T | 003900-0000 | 313832-0000 | 12834
Straight terminal connector for 1xTAL 660mm² to pad 150x150x20T | 003901-0000 | 313829-0000 | 12831
Straight terminal connector for 1xTAL 850mm² to 4-dia 14 holes flat, pad 100x100x20T | 003902-0000 | 313841-0000 | 12845
Straight terminal connector for 2 x TAL 850 mm² to Plat 20x100x100mm | 003903-0000 | 313856-0000 | 12861
Straight terminal connector for 2 x TAL 850 mm² to stud dia 20x100x100mm | 003904-0000 | 313848-0000 | 12853
Straight terminal connector for 2 x TAL850 mm² to pad 150x150x20T | 003905-0000 | 313825-0000 | 12827
Straight terminal connector for 2xAAC Lupine 1267mm² to 4-D 14.5 holes flat | 003906-0000 | 211199-0000 | 11249
Straight terminal connector for 2xAAC Lupine 1267mm² to 6-D 14.3 holes flat | 003907-0000 | 211212-0000 | 11262
Straight terminal connector for 2xAAC Lupine 1267mm² to 8-D 14.0 holes flat | 003908-0000 | 211206-0000 | 11256
Straight terminal connector for 2xTAL 660mm² to 4-dia 14 holes flat, cc 45, pad 100x100x20T | 003909-0000 | 313366-0000 | 10977
Straight terminal connector for 2xTAL 660mm² to 4-dia 16 holes flat, cc 45, pad 100x100x15T | 003910-0000 | 313427-0000 | 11110
Straight terminal connector for 2xTAL 660mm² to 6-dia 16 holes flat, cc 45, pad 120x160x20T | 003911-0000 | 313425-0000 | 11108
Straight terminal connector for 2xTAL 660mm² to 8-dia 14 holes flat, cc 45, pad 100x200x20T | 003912-0000 | 313813-0000 | 12815
Straight terminal connector for 2xTAL 660mm² to dia 40x120mm | 003913-0000 | 313423-0000 | 11106
Straight terminal connector for 2xTAL 660mm² to dia 50x120mm | 003914-0000 | 313421-0000 | 11104
Straight terminal connector for 2xTAL 660mm² to dia 50x80mm | 003915-0000 | 313362-0000 | 10973
Straight terminal connector for 2xTAL 660mm² to pad 150x150x20T | 003916-0000 | 313816-0000 | 12818
Straight terminal connector for 2xTAL 660mm² to pad 200x100x20T | 003917-0000 | 313817-0000 | 12819
Straight terminal connector for 2xTAL 660mm² to stud dia 60x120mm | 003918-0000 | 313365-0000 | 10976
Straight terminal connector for 2xTAL850 mm² to pad 200x100x20T | 003919-0000 | 313826-0000 | 12828
Straight terminal connector for TAL 850 mm² to stud dia 60x120mm | 003920-0000 | 313396-0000 | 11047
Straight terminal connector for TAL 850mm² to 4-dia 14 holes flat, cc 44,5, pad 100x100x15T | 003921-0000 | 313363-0000 | 10974
Straight terminal connector for TAL 850mm² to 8-dia 14 holes flat, cc 50, pad 200x100x15T | 003922-0000 | 313367-0000 | 10978
Straight terminal connector for TAL 850mm² to 8-dia 14 holes flat, cc 50, pad 200x100x20T | 003923-0000 | 313823-0000 | 12825
Straight terminal connector for TAL 850mm² to stud dia 40x120mm | 003924-0000 | 313431-0000 | 11114
Straight terminal connector for TAL 850mm² to stud dia 50x80mm | 003925-0000 | 313364-0000 | 10975
Strain Clamp 120 kN for TAL 850 mm² | 003926-0000 | 313840-0000 | 12842
Strain Clamp for Conductor | 003927-0000 | 611228-0000 | 11940
Strain Clamp for OHGW | 003928-0000 | 611227-0000 | 11939
Strap Kamera - Tipe Dada | 003929-0000 | 211298-0000 | 11611
Strap Kamera - Tipe Helm | 003930-0000 | 211300-0000 | 11613
Strap Kamera - Tipe Pundak | 003931-0000 | 211299-0000 | 11612
String Hardware with Turn Buckle | 003932-0000 | 313333-0000 | 10867
String Hardware without Turn Buckle | 003933-0000 | 313335-0000 | 10869
String insulator for Bus-bar and Cross Bar Feeder bay | 003934-0000 | 313337-0000 | 10871
Stringing Block Nylon 1 Sheave 60 Kn | 003935-0000 | 610018-TSE0,610006-DNFG | 10502
Stringing Block Nylon 3 Sheave 150 Kn | 003936-TSE0 | 610004-TSE0 | 10461
Stringing Equipment Rent | 003937-0000 | 221037-0000 | 10337
Stringing Man Power | 003938-0000 | 221038-0000 | 10338
Structural HT steel | 003939-0000 | 111407-0000 | 10584
Structural mid steel | 003940-0000 | 111408-0000 | 10585
Stub Tower BB | 003941-0000 | 111419-0000 | 10655
Stub Tower CC | 003942-0000 | 111420-0000 | 10656
Stub Tower DD | 003943-0000 | 111421-0000 | 10657
Stub Tower Type AA | 003944-0000 | 111418-0000 | 10654
Stuffing Inside Dry Container 20 Ft | 003945-0000 | 720069-0000 | 12469
Stuffing Inside Dry Container 40 Ft | 003946-0000 | 720094-0000 | 12603
Stuffing Outside Dry Container 20 Ft | 003947-0000 | 710014-0000 | 12474
Stuffing Outside Dry Container 40 Ft | 003948-0000 | 720095-0000,720101-0000 | 12604
Stuffing Outside High Cube (HC) Container 40 Ft | 003949-0000 | 720103-0000 | 12615
Styrofoam 1 m x 2 m x 3 cm | 003950-0000 | 111595-0000 | 11769
Sub soil Drainage dia 30 including gravel & Palm fibre | 003951-0000 | 111340-0000 | 9711
SubBase Coarse Agregat Class-A | 003952-0000 | 111284-0000 | 9131
Submersible Pump TPV 36 mm x 6 meter | 003953-0000 | 611287-0000 | 12028
Subrack for SDH Multiplexer (incl. Power Supply & Fan Module) | 003954-0000 | 413223-0000 | 12725
Subsidi Solar | 003955-0000 | 720028-0000 | 9592
Substation Automation Software | 003956-0000 | 313316-0000 | 10849
SUITABLE LV POWER CABLES AND NECESSARY EQUIPMENT CABLE LADDER, CLAMP, CABLE LUG, TERMINAL, SUBSTATION AUXILIARIES SUPPLY TO COMPLETE THE SPECIFIED SCOPE OF WORK. | 003957-0000 | 323098-0000,313154-0000 | 9767
Supervision Fee | 003958-0000 | 521014-0000 | 10032
Supervision for Installation 20 kV Switchgears (Include Transportation & Accomodation) | 003959-0000 | 323238-0000 | 12683
Supply and Install Barricade Fence with steel pipe dia 4 inch and high 0.8 -1.5 m | 003960-0000 | 129129-0000 | 9895
Support 20 kV | 003961-0000 | 111326-0000 | 9695
Support cable trench | 003962-0000 | 210032-0000 | 7701
Support cable trench Type 1 | 003963-0000 | 111473-0000 | 11000
Support cable trench type 2 | 003964-0000 | 111474-0000 | 11001
Support cable trench type 3 | 003965-0000 | 111475-0000 | 11002
Surcharge Seal For Container | 003966-0000 | 710015-0000 | 12511
Surge Arrester | 003967-0000 | 111312-0000 | 9678
Surge Arrester 70 kV | 003968-0000 | 111313-0000 | 9679
Surge Protection device Phoenix Rectifier | 003969-0000 | 313050-0000 | 9093
Suri - Suri | 003970-0000 | 611243-0000 | 11964
Survei Topografi | 003971-0000 | 129232-0000 | 10726
Suspension Assembly for GSW 55 sq.mm | 003972-0000 | 211133-0000 | 10911
Suspension Assembly for OPGW 60 sq.mm | 003973-0000 | 211132-0000 | 10910
Suspension Clamp | 003974-0000 | 310064-0000 | 8526
Suspension clamp 15 KIP | 003975-0000 | 211365-0000 | 11888
Suspension Clamp 18 KIP | 003976-0000 | 211366-0000 | 11889
Suspension Clamp for OHGW 80 kN | 003977-0000 | 611222-0000 | 11934
Suspension Fitting ADSS 24C Span 600 | 003978-0000 | 413169-0000 | 10157
Suspension fitting adss span 600 | 003979-0000 | 413173-0000 | 10191
Suspension Porcelain Insulator 120 Kn (Fog Type) | 003980-0000 | 211334-0000 | 11824
Suspension Porcelain Insulator 210 Kn (Fog Type) | 003981-0000 | 211333-0000 | 11823
Suspension Set for GSW 55 mm² | 003982-0000 | 313032-0000 | 8556
Swaged Cable 5/8 | 003983-0000 | 211364-0000 | 11887
Swaged Cable with dia 5/8 Inch, Length 23.3 Meter (6x19 IWRC Galvanized with Closed Swage Sockets Both End Eye) | 003984-0000 | 211449-0000 | 12190
Swaged Cable with dia 5/8 Inch, Length 4.1 Meter (6x19 IWRC Galvanized with Closed Swage Sockets Both End Eye) | 003985-0000 | 211447-0000 | 12188
Swaged Cable with dia 5/8 Inch, Length 7.3 Meter (6x19 IWRC Galvanized with Closed Swage Sockets Both End Eye) | 003986-0000 | 211448-0000 | 12189
Swifel 8T | 003987-TSE0 | 610005-TSE0 | 10462
Switch Managed WS-C2960-24TC-s | 003988-0000 | 810045-0000 | 11031
Switch on / pedal for breaker | 003989-0000 | 413190-0000 | 10385
Switch Type 205A ( material SCADA ) | 003990-0000 | 313217-0000 | 10089
Switchboard Accessories and Tools For 20 kV Switchgears | 003991-0000 | 313757-0000 | 12681
Switchgear Tools Set | 003992-0000 | 611290-0000 | 12051
Symmetrical Vee Suspension String Set 120 kN ACSR 240/40 mm² | 003993-0000 | 313039-0000 | 8808
System engineering | 003994-0000 | 323119-0000 | 9861
T Clamp Connector for 1 x TAL 660 mm² to Stud Dia 30 mm | 003995-0000 | 313852-0000 | 12857
T Clamp Connector for 2 x TAL 660 mm² | 003996-0000 | 313849-0000 | 12854
T Clamp Connector for 2 x TAL 850 mm² | 003997-0000 | 313850-0000 | 12855
T Connector 240 mm - 850 mm | 003998-0000 | 313240-0000 | 10391
T Connector 660 mm - 850 mm | 003999-0000 | 313242-0000 | 10393
T Connector Stud 60 mm - 850 mm | 004000-0000 | 313241-0000 | 10392
T Flat Clamp Connector for 1 x TAL 660 mm² | 004001-0000 | 313851-0000 | 12856
T Flat Clamp Connector for 1 x TAL 660 mm² to Plat 20x100x100mm | 004002-0000 | 313853-0000 | 12858
T Konektor A2C Lupine 2 x 1267 to A2C Lupine 2 x 1267 | 004003-0000 | 211167-0000 | 11174
T Konektor A2C Lupine 2 x 1267 to A3C 300 | 004004-0000 | 211169-0000 | 11176
T Konektor A2C Lupine 2 x 1267 to A3C 630 | 004005-0000 | 211166-0000 | 11173
T Konektor A2C Lupine 2 x 1267 to to Plate 6 - Holes Dia. 14.3 | 004006-0000 | 211158-0000 | 11165
T Konektor A3C 300 to A3C 300 | 004007-0000 | 211168-0000 | 11175
T Konektor A3C 300 to Pin 40 mm | 004008-0000 | 211161-0000 | 11168
T Konektor A3C 300 to Stud Trafo Pin 30 mm | 004009-0000 | 211163-0000 | 11170
T Konektor A3C 630 to A3C 630 | 004010-0000 | 211165-0000 | 11172
T Konektor A3C 630 to Pin 40 mm | 004011-0000 | 211149-0000 | 11156
T Konektor A3C 630 to Plate 4 - Holes Dia. 14.5 | 004012-0000 | 211145-0000 | 11152
T Konektor ACSR 240 to A3C 630 | 004013-0000 | 211164-0000 | 11171
T- terminal conector for DS. TAL 850 sqm to stud dia. 50x120mm, tin plated | 004014-0000 | 313193-0000,313198-0000 | 10048
Tabung Gas Oksigen | 004015-0000 | 611159-0000 | 11489
Tag weld baut tower latice s/d elevasi 10 m diatas permukaan tanah | 004016-0000 | 221028-0000,221030-0000,221031-0000 | 9918
Tagihan Air PAM Graha QDC | 004017-0000 | 820094-0000 | 10380
Tagihan Listrik | 004018-0000 | 810021-0000 | 10014
TAL 850 mm² JEC3406-T6D1K5 | 004019-0000 | 313213-0000 | 10074
Talang Air Galvalum Lebar 600 mm | 004020-0000 | 111710-0000 | 12788
Talang PVC | 004021-0000 | 111572-0000 | 11698
Tali Nylon 18mm | 004022-0000 | 111275-0000 | 9084
Tali Nylon 2.5mm | 004023-0000 | 111203-0000 | 8378
Tambang | 004024-0000 | 111531-0000 | 11471
Tambang / Tali Manila / Rafia | 004025-0000 | 211319-0000 | 11695
Tambang 8 mm | 004026-0000 | 211318-0000 | 11694
Tambang Mili Propyline Strip Biru D.16 mm | 004027-0000 | 611121-0000 | 11314
Tambang Nilon 16 MM | 004028-0000 | 111498-0000,611120-0000,61000855 | 11365
Tambang Nylon 5mm | 004029-0000 | 611119-0000 | 11310
Tanah Urugan | 004030-0000 | 111036-0000 | 8349
Tanaman Hias Besar - Plastic | 004031-0000 | 810119-0000 | 12264
Tanaman Hias Kecil - Plastic | 004032-0000 | 810120-0000 | 12265
Tanaman Rumput | 004033-0000 | 111573-0000 | 11700
Tang Ampere | 004034-0000 | 313539-0000 | 11918
Tang Buaya 10 inch | 004035-0838 | 61000838 | 6635
Tang Gegep | 004036-0000 | 611157-0000 | 11464
Tang Kombinasi 8 inch | 004037-0836 | 61000836 | 6633
Tang Potong 16cm - 2,5 inch | 004038-1061 | 1001061 | 1182
Tangga Teleskopik | 004039-0000 | 413155-0000 | 10075
Tangga Vertikal Baja Tinggi 3000 mm | 004040-0000 | 111717-0000 | 12803
Tangki Air | 004041-0000 | 611190-0000 | 11810
Tarif Bea Masuk | 004042-0000 | 810116-0000 | 12088
Tas Backpack | 004043-0000 | 211303-0000 | 11616
Tas Kecil | 004044-0000 | 211304-0000 | 11617
tas P3K dan isinya | 004045-0000 | 810108-0000 | 11570
Tas selempang / tools bag | 004046-0000 | 810087-0000 | 11411
T-BAR Foundation Stake | 004047-0000 | 211380-0000 | 11903
T-bow pvc 3 inch | 004048-0000 | 211274-0000 | 11578
T-bow pvc 3/4 inch | 004049-0000 | 211276-0000 | 11580
T-bow PVC 4 inch | 004050-0000 | 211271-0000 | 11575
T-Clamp 2xAAAC 630 mm² to 1 x TAL 850 mm² | 004051-0000 | 313751-0000 | 12651
T-Clamp Double Conduktor TAL 660 | 004052-0000 | 313394-0000 | 11045
T-connector for 1xAAAC 300mm² to 1xAAAC 300mm² | 004053-0000 | 211222-0000 | 11272
T-connector for 1xAAAC 630mm² to 1xAAAC 630mm² | 004054-0000 | 211218-0000 | 11268
T-connector for 1xAAC 1267mm² to 1xAAC 1267mm² | 004055-0000 | 313633-0000 | 12387
T-connector for 1xACSR 240mm²(21.9mm) to 1xAAAC 630mm² | 004056-0000 | 211217-0000 | 11267
T-connector for 1xACSR 450 mm² to 1xAAC 1267 mm² | 004057-0000 | 313652-0000 | 12432
T-connector for 1xACSR/AS 250mm² to 1xTAL 850mm² | 004058-0000 | 313649-0000 | 12425
T-connector for 1xTAL 660mm² to 1xTAL 660mm² | 004059-0000 | 313833-0000 | 12835
T-connector for 2xAAAC 630mm² to 1xAAAC 630mm² | 004060-0000 | 313446-0000 | 11298
T-connector for 2xAAC 1267mm² to 1xAAC 1267mm² | 004061-0000 | 313634-0000 | 12388
T-connector for 2xAAC Lupine 1267mm² to 1xAAAC 300mm² | 004062-0000 | 211223-0000 | 11273
T-connector for 2xAAC Lupine 1267mm² to 1xAAAC 630mm² | 004063-0000 | 211219-0000 | 11269
T-connector for 2xAAC Lupine 1267mm² to 2xAAC Lupine 1267mm² | 004064-0000 | 211220-0000 | 11270
T-connector for 2xAAC Lupine 1267mm² to 2xAAC Lupine 1267mm², cross type | 004065-0000 | 211221-0000 | 11271
T-connector for 2xACSR 450 mm² to 2xTAL 660 mm² | 004066-0000 | 313821-0000 | 12823
T-connector for 2xTAL 630mm² to 1xTAL 850mm² | 004067-0000 | 313648-0000 | 12424
T-connector for 2xTAL 660mm² to 2xTAL 660mm² | 004068-0000 | 313360-0000 | 10971
T-connector for 2xTAL 660mm² to pad 100x100x20T | 004069-0000 | 313820-0000 | 12822
T-connector for 2xTAL 660mm² to pad 150x150x20T | 004070-0000 | 313818-0000 | 12820
T-connector for 2xTAL 850mm² to 1xTAL 660mm² | 004071-0000 | 313834-0000 | 12836
T-connector for 2xTAL 850mm² to 1xTAL 850mm² | 004072-0000 | 313621-0000 | 12341
T-connector for 2xTAL 850mm² to 2xTAL 660mm² | 004073-0000 | 313811-0000 | 12813
T-connector for 2xTAL 850mm² to 2xTAL 850mm² | 004074-0000 | 313822-0000 | 12824
T-connector for 2xTAL 850mm² to pad 100x100x20T | 004075-0000 | 313819-0000 | 12821
T-connector for TAL 1000mm² to 2xTAL 660mm² | 004076-0000 | 313435-0000 | 11124
T-connector for TAL 1000mm² to TAL 850mm² | 004077-0000 | 313436-0000 | 11125
T-connector for TAL 150 850 sqm to TAL 850 sqm | 004078-0000 | 313191-0000 | 10046
T-connector for TAL 240mm² to TAL 850mm² | 004079-0000 | 313357-0000 | 10968
T-connector for TAL 660mm² to TAL 660mm² | 004080-0000 | 313426-0000 | 11109
T-connector for TAL 850mm² to 2xTAL 660mm² | 004081-0000 | 313358-0000 | 10969
T-connector for TAL 850mm² to TAL 850mm² | 004082-0000 | 313359-0000 | 10970
TCT Cutter depth 30 mm - Dia. 26 mm | 004083-ALFR | 210001-ALFR | 10636
TCT Cutter depth 35 mm - Dia. 18 mm | 004084-ALFR | 610001-ALFR | 10605
TCT Cutter depth 35 mm - Dia. 22 mm | 004085-ALFR | 610002-ALFR | 10606
TCT Cutter depth 35 mm - Dia.22 mm | 004086-ALFR | 110001-ALFR | 10637
Tee dus | 004087-0000 | 310042-0000 | 7648
Tee pead connector for ACCC Lisbon 310 mm² to AAAC 630 mm² | 004088-0000 | 313515-0000 | 11634
Tee PVC 6 inch | 004089-0000 | 211483-0000 | 12585
Tel Copper Cable Connector (Tel-Splice) | 004090-0000 | 411003-0000 | 8132
TELEPHONE TERMINAL. | 004091-0000 | 323104-0000,313165-0000 | 9778
TELEPROTECTION EQUIPMENT (SUITABLE FOR PROPOSED DIGITAL PLC). | 004092-0000 | 313161-0000,323109-0000 | 9776
Temporary Office/warehouse | 004093-0000 | 820067-0000 | 9802
TEMS Handset | 004094-0000 | 413210-0000 | 11661
Tenda Payung Diameter 2,5m | 004095-0000 | 611036-0000 | 9497
Tensi Omron 8712 | 004096-0000 | 810073-0000 | 11222
Tension Fitting ADSS 24C Span 600 | 004097-0000 | 413168-0000 | 10156
Tension fitting adss span 600 | 004098-0000 | 413174-0000 | 10192
Tension OPGW 70 RHL, incl. Downlead clamp | 004099-0000 | 313432-0000 | 11120
Tension Plate Rent | 004100-0000 | 129444-0000 | 12211
Tension set for GSW 55 mm | 004101-0000 | 313294-0000 | 10812
Tension set for OPGW 60 mm | 004102-0000 | 313295-0000 | 10813
Tensioner 75 KN, D 1500 mm Zech | 004103-ZECH | 610002-ZECH | 10505
Tensioner with engine B1500/7.5 | 004104-ZECH | 610003-ZECH | 10506
Terminal Block D-UK 4/10 | 004105-0000 | 313722-0000 | 12575
Terminal Block D-URTK | 004106-0000 | 313723-0000 | 12576
Terminal Block E/UK | 004107-0000 | 313728-0000 | 12581
Terminal Block EB 10-8 | 004108-0000 | 313719-0000 | 12572
Terminal Block FBI 10-6 | 004109-0000 | 313720-0000 | 12573
Terminal Block FBI 10-8 | 004110-0000 | 313721-0000 | 12574
Terminal Block Feed-Through 6 mm², DIN Rail, 600 V, 50 A | 004111-0000 | 313869-0000 | 12882
Terminal Block KLM | 004112-0000 | 313717-0000 | 12570
Terminal Block M 4/6 with disconnect | 004113-0000 | 313509-0000 | 11627
Terminal Block SB2-RTK/S | 004114-0000 | 313718-0000 | 12571
Terminal Block UK5MTK | 004115-0000 | 313687-0000 | 12501
Terminal Block UK5N | 004116-0000 | 313674-0000 | 12488
Terminal Block UK6N | 004117-0000 | 313673-0000 | 12487
Terminal Block URTKS | 004118-0000 | 313672-0000 | 12486
Terminal Block USLKG10 | 004119-0000 | 313675-0000 | 12489
Terminal Connector of Total Station for Cable Data USB | 004120-0000 | 611346-0000 | 12677
Terminal Handling Charge Container 20 Ft | 004121-0000 | 720068-0000 | 12468
Terminal Handling Charge Container 40 Ft | 004122-0000 | 720092-0000 | 12601
Terminal Handling Charge Container 40 Ft | 004123-0000 | 720093-0000 | 12602
Terminal Jumper | 004124-0000 | 313250-0000 | 10401
Terminal lug for BCC. 150mm² to 1hole flat | 004125-0000 | 211246-0000 | 11296
Terminal Power 12 mm | 004126-0000 | 313064-0000 | 9226
Terminal Schuko 16A | 004127-0000 | 910006-0000 | 11724
Terminasi core optik pada kabinet eksisting termasuk pigtail dan adapter | 004128-0000 | 424158-0000 | 10293
Termination Kit for 24 kV XLPE-N2XSY for NGR | 004129-0000 | 323180-0000 | 10743
Termination Kit for 24 kV XLPE-N2XSY power cable indoor | 004130-0000 | 323178-0000 | 10741
Termination Kit for 24 kV XLPE-N2XSY power cable outdoor | 004131-0000 | 323179-0000 | 10742
Termination Kit for 24 kV XLPE-N2XSY power cable size and fixing accessories | 004132-0000 | 323174-0000 | 10724
Teropong | 004133-0000 | 810086-0000 | 11410
Terpal | 004134-0000 | 111448-0000 | 10698
Tes Kubus Beton | 004135-0000 | 129182-0000 | 10513
Test Block 14 Jalur | 004136-0000 | 313735-0000 | 12619
Test Block 14 Pole, 600V 20A | 004137-0000 | 313766-0000 | 12731
Test Kubus | 004138-0000 | 129434-0000 | 12128
TEST PIT (INVESTIGASI PONDASI EXISTING) | 004139-0000 | 129346-0000 | 11098
Test Uji Tekan Sampel Beton Dengan Bentuk Silinder | 004140-0000 | 129464-0000 | 12546
Testing and Comissioning Tower Erection and Pondasi | 004141-0000 | 129303-0000 | 10898
Testing Commissioning Buspro | 004142-0000 | 323213-0000 | 12350
Thermatic Fire Extinquiser | 004143-0000 | 210034-0000 | 7703
Thermo welding mold for cross connection of 150mm² to 150mm² | 004144-0000 | 211239-0000 | 11289
Thermo welding mold for T-connection of 150mm² to 150mm² | 004145-0000 | 211237-0000 | 11287
Thermo welding powder for cross connection of 150mm² to 150mm² (- 250) | 004146-0000 | 211240-0000 | 11290
Thermo welding powder for T-connection of 150mm² to 150mm² (- 200) | 004147-0000 | 211238-0000 | 11288
Thermometer Gun | 004148-0000 | 611169-0000 | 11621
Thermostat | 004149-HOWE | 310044-HOWE | 7650
Thimble Clevis | 004150-0000 | 211116-0000 | 10436
Thimble Eye Triple 1T | 004151-0000 | 211377-0000 | 11900
Thinner | 004152-0000 | 111591-0000 | 11751
Tiang (steel pole) - 2 lampu | 004153-0000 | 211417-0000 | 12098
Tiang (steel pole) 9 m - 1 lampu | 004154-0000 | 211416-0000 | 12097
Tiang (steel pole) 9 m - 3 lampu | 004155-0000 | 211418-0000 | 12099
Tiang (steel pole) 9 m - 4 lampu | 004156-0000 | 211419-0000 | 12100
Tiang Pagar BRC Pipa 2 inch | 004157-0000 | 111469-0000 | 10994
Tiang Pancang 35x35 cm K-500 | 004158-0000 | 111563-0000 | 11668
Tiang PJU Bengkok 1 1/2 Inch | 004159-0000 | 611218-0000 | 11916
Tiang Telepon (Concrete Pole) 9 Meter | 004160-0000 | 413043-0000 | 8315
Tiang Telepon (Steel Pole) 7 Meter | 004161-0000 | 413034-0000 | 8306
Tiang Telepon (Steel Pole) 9 Meter | 004162-0000 | 413037-0000 | 8309
Tiang telepon/besi 7 mtr | 004163-0000 | 210038-0000 | 7707
Tie Rod | 004164-0000 | 611244-0000 | 11965
TIKI Kurir Service | 004165-0000 | 620005-0000 | 10263
Timbangan Berat Badan | 004166-0000 | 810074-0000 | 11223
tinner | 004167-0000 | 111415-0000 | 10649
Tirfor 32 kN | 004168-NDF0 | 610001-NDF0 | 10475
Toner 53A | 004169-0000 | 810018-0000 | 10011
Toner 83A | 004170-0000 | 810017-0000 | 10010
Toner Cart PRM 270-K | 004171-0000 | 810109-0000 | 11719
Toner Cart PRM 271-C | 004172-0000 | 810110-0000 | 11720
Toner Cart PRM 272-Y | 004173-0000 | 810111-0000 | 11721
Toner Cart PRM 273-M | 004174-0000 | 810112-0000 | 11722
TONER CART.COMPATIBLE | 004175-0000 | 810054-0000 | 11135
Toner CE400K | 004176-0000 | 910003-0000 | 11710
Toner CE401C | 004177-0000 | 910002-0000 | 11709
Toner CE402Y | 004178-0000 | 910004-0000 | 11711
Toner CE403M | 004179-0000 | 910005-0000 | 11712
Toner HP 36A Laserjet | 004180-0000 | 611068-0000 | 10240
Toner HP 53A Black | 004181-0000 | 611069-0000 | 10241
Toner HP 5550 C9730A Black | 004182-0000 | 611072-0000 | 10244
Toner HP 5550 C9731 Colour | 004183-0000 | 611073-0000 | 10245
Toner HP 5550 C9732 Colour | 004184-0000 | 611074-0000 | 10246
Toner HP 5550 C9733 Colour | 004185-0000 | 611075-0000 | 10247
Toner HP 6000 | 004186-0000 | 611053-0000 | 10225
Toner HP 6001 | 004187-0000 | 611054-0000 | 10226
Toner HP 6002 | 004188-0000 | 611055-0000 | 10227
Toner HP 6003 | 004189-0000 | 611056-0000 | 10228
Toner HP 6470 Black | 004190-0000 | 611057-0000 | 10229
Toner HP 7581 | 004191-0000 | 611058-0000 | 10230
Toner HP 7582 | 004192-0000 | 611059-0000 | 10231
Toner HP 7583 | 004193-0000 | 611060-0000 | 10232
Toner HP CB540A | 004194-0000 | 611085-0000 | 10257
Toner HP CB541A | 004195-0000 | 611071-0000 | 10243
Toner HP CB542A | 004196-0000 | 611086-0000 | 10258
Toner HP CB543A | 004197-0000 | 611070-0000 | 10242
Toner HP Laserjet 1320N ( 49A ) | 004198-0000 | 611061-0000 | 10233
Toner HP Laserjet 5949A | 004199-0000 | 611062-0000 | 10234
Toner HP Laserjet CP1515M Black | 004200-0000 | 611080-0000 | 10252
Toner HP Laserjet CP1515N Cyan | 004201-0000 | 611083-0000 | 10255
Toner HP Laserjet CP1515N Magenta | 004202-0000 | 611082-0000 | 10254
Toner HP Laserjet CP1515N Yellow | 004203-0000 | 611081-0000 | 10253
toner HP Laserjet P2015 | 004204-0000 | 810061-0000 | 11149
Toner HP Q2612A | 004205-0000 | 611063-0000 | 10235
Toner HP Q3960A Black | 004206-0000 | 611064-0000 | 10236
Toner HP Q3971A Cyan | 004207-0000 | 611065-0000 | 10237
Toner HP Q3972A Yellow | 004208-0000 | 611066-0000 | 10238
Toner HP Q3973A Magenta | 004209-0000 | 611067-0000 | 10239
Toner Printer XP 4700 (Q5950A) | 004210-0000 | 611076-0000 | 10248
Toner Printer XP 4700 (Q5951) | 004211-0000 | 611077-0000 | 10249
Toner Printer XP 4700 (Q5952) | 004212-0000 | 611078-0000 | 10250
Toner Printer XP 4700 (Q5953) | 004213-0000 | 611079-0000 | 10251
Toner Q7570A | 004214-0000 | 810035-0000 | 10515
Tong drum | 004215-0000 | 810088-0000 | 11414
Tool Kits | 004216-0000 | 611044-0000 | 10076
Tools Dagnostic GI | 004217-0000 | 313408-0000 | 11064
Top Standard UVH 100 Rent | 004218-0000 | 129441-0000 | 12208
Top Standard UVH 150 Rent | 004219-0000 | 129453-0000 | 12229
Total Station | 004220-NIKO | 610001-NIKO | 9941
Tower Bearing Plate | 004221-0000 | 211349-0000 | 11871
Tower Bonding Clamp for GSW 55 | 004222-0000 | 211107-0000 | 10422
Tower Foundation Plate | 004223-0000 | 211350-0000 | 11872
Tower Gimbal Pivot Steel Plate | 004224-0000 | 211347-0000 | 11869
Tower Lattice transmission 150 kV | 004225-0000 | 111256-0000 | 8691
Tower Monopole Transmission 150 kV | 004226-0000 | 111255-0000 | 8690
Tower Mounting Plate | 004227-0000 | 211348-0000 | 11870
Tower SST 36m | 004228-0000 | 211142-0000 | 11003
Tower SST 42m | 004229-0000 | 413197-0000 | 10964
Tower Type AA4 12 | 004230-0000 | 129290-0000 | 10883
Tower Type AA4 15 | 004231-0000 | 129291-0000 | 10884
Tower Type DD4 12 | 004232-0000 | 129292-0000 | 10885
Tower Type DDR4 9 | 004233-0000 | 129293-0000 | 10886
Tower Type Test TSP30 plus 0 | 004234-0000 | 111230-0000 | 8588
Toyota Avanza 1300 cc Automatic | 004235-0000 | 710009-0000 | 12158
Toyota Hilux Double Gardan Double Cabin | 004236-0000 | 710012-0000 | 12288
Toyota Rush AT | 004237-0000 | 710011-0000 | 12287
Toyota Veloz 1500 cc | 004238-0000 | 710008-0000 | 12157
TP Independent Digital (64 kbps, 2 Mbps, C37.94) | 004239-0000 | 313406-0000 | 11062
Traffic Cone | 004240-0000 | 810081-0000 | 11235
Trafo 3 Phase 25 KVA | 004241-0000 | 720015-0000 | 9315
Trafo las 900 watt | 004242-0000 | 211191-0000 | 11240
Training Manajemen | 004243-0000 | 810019-0000 | 10012
Training Motivasi diri | 004244-0000 | 810020-0000 | 10013
Training Multiplexer & PLC | 004245-0000 | 129323-0000 | 10960
TRAINING SAS | 004246-0000 | 323196-0000 | 10952
Traktor Angkut | 004247-0000 | 611184-0000 | 11803
TRANSFORMER BAY 150 kV Circuit Breaker (CB) | 004248-0000 | 313293-0000 | 10811
TRANSFORMER BAY 150 kV CT Steel Support | 004249-0000 | 111460-0000 | 10840
TRANSFORMER BAY 150 kV Current Tranformer (CT) | 004250-0000 | 313303-0000 | 10829
TRANSFORMER BAY 150 kV DS Steel Support | 004251-0000 | 111458-0000 | 10827
TRANSFORMER BAY 150 kV LA Steel Support | 004252-0000 | 111461-0000 | 10841
TRANSFORMER BAY 150 kV Single phase Lightning Arrester | 004253-0000 | 313304-0000 | 10830
TRANSFORMER BAY150 kV Disconnecting Switch (DS) | 004254-0000 | 313302-0000 | 10828
TRANSFORMER BAY150 kV DS Steel Support | 004255-0000 | 111459-0000 | 10839
Transformer 200 kVA | 004256-0000 | 313552-0000 | 12053
Transformer 300 kVA | 004257-0000 | 313553-0000 | 12054
Transformer Regulation Panel complete with AVR and other accessories | 004258-0000 | 323177-0000 | 10740
Transmission line tower Type DD4 plus 6 | 004259-0000 | 111210-0000 | 8568
Transmission line tower Type BB4 plus 3 | 004260-0000 | 111208-0000 | 8565
Transmission line tower Type CC4 plus 0 | 004261-0000 | 111209-0000 | 8567
Transmission line tower Type DDR4 plus 0 | 004262-0000 | 111211-0000 | 8569
Transmission line tower Type DDR4 plus 3 | 004263-0000 | 111212-0000 | 8570
Transmission Line Tower Type DDR6 Plus 9 | 004264-0000 | 111344-0000 | 9891
Transmission Line Tower Type DSP plus 3 | 004265-0000 | 111229-0000 | 8587
Transmission Line Tower Type EE4 plus 3 | 004266-0000 | 111213-0000 | 8571
Transmission Line Tower Type SSP1 plus 0 | 004267-0000 | 111214-0000 | 8572
Transmission Line Tower Type SSP1 plus 12 | 004268-0000 | 111218-0000 | 8576
Transmission Line Tower Type SSP1 plus 3 | 004269-0000 | 111215-0000 | 8573
Transmission Line Tower Type SSP1 plus 6 | 004270-0000 | 111216-0000 | 8574
Transmission Line Tower Type SSP1 plus 9 | 004271-0000 | 111217-0000 | 8575
Transmission Line Tower Type SSP5 plus 0 | 004272-0000 | 111219-0000 | 8577
Transmission Line Tower Type SSP5 plus 12 | 004273-0000 | 111221-0000 | 8579
Transmission Line Tower Type SSP5 plus 3 | 004274-0000 | 111220-0000 | 8578
Transmission Line Tower Type TSP15 plus 0 | 004275-0000 | 111222-0000 | 8580
Transmission Line Tower Type TSP15 plus 3 | 004276-0000 | 111223-0000 | 8581
Transmission Line Tower Type TSP15 plus 6 | 004277-0000 | 111224-0000 | 8582
Transmission Line Tower Type TSP30 plus 0 | 004278-0000 | 111225-0000 | 8583
Transmission Line Tower Type TSP30 plus 3 | 004279-0000 | 111226-0000 | 8584
Transmission Line Tower Type TSP30 plus 6 | 004280-0000 | 111227-0000 | 8585
Transmission Line Tower Type TSP60 plus 0 | 004281-0000 | 111228-0000 | 8586
Transport Material | 004282-0000 | 820004-0000 | 8149
Transport Material China - Jakarta | 004283-0000 | 720009-0000 | 8522
Transportasi dan Operasional | 004284-0000 | 720014-0000 | 9295
Transportasi Full Container Load Uk 20 Ft Jakarta - Pangkalan Bun | 004285-0000 | 720057-0000 | 12342
Transportasi Jabodetabek - Riau menggunakan Truk Fuso | 004286-0000 | 720063-0000 | 12397
Transportasi Jabodetabek - Riau menggunakan Truk Tronton | 004287-0000 | 720062-0000 | 12396
Transportasi Jack Hammer & Genset dari Palu - Jakarta | 004288-0000 | 720039-0000 | 10641
Transportasi Jakarta - Maba Halmahera | 004289-0000 | 720011-0000 | 8782
Transportasi Jakarta - Medan menggunakan Truk Fuso | 004290-0000 | 720047-0000 | 11147
Transportasi Jakarta - Medan menggunakan Truk Trailler | 004291-0000 | 720048-0000 | 11148
Transportasi Jakarta - Medan menggunakan Truk Tronton | 004292-0000 | 720046-0000 | 11146
Transportasi Jakarta - Sofifi Halmahera | 004293-0000 | 720010-0000 | 8781
Transportasi Material Container 20 Feet Jakarta - Borong (Ruteng) | 004294-0000 | 720016-0000 | 9335
Transportasi Material Container 20 Feet Jakarta - Waikabubak | 004295-0000 | 720018-0000 | 9337
Transportasi Material Container 20 Feet Jakarta - Waingapu | 004296-0000 | 720017-0000 | 9336
Transportasi Material Container 40 Feet Jakarta - Borong (Ruteng) | 004297-0000 | 720019-0000 | 9361
Transportasi material container Jakarta - Toli Toli 20feet | 004298-0000 | 720001-0000 | 8174
Transportasi material container Jakarta - Toli Toli 40feet | 004299-0000 | 720002-0000 | 8175
Transportasi Material Jakarta - Tasikmalaya | 004300-0000 | 720031-0000 | 9880
Transportasi Material Jakarta - Waikabubak | 004301-0000 | 720021-0000 | 9366
Transportasi Material Jakarta - Waingapu | 004302-0000 | 720020-0000 | 9365
Transportasi Material Jakarta ke Kupang | 004303-0000 | 720024-0000 | 9518
Transportasi material Jakarta-Halmahera | 004304-0000 | 720023-0000 | 9514
Transportasi Material Maumere ke Kupang | 004305-0000 | 720025-0000 | 9519
Transportasi material menggunakan Dumptruck Standart Index 8 | 004306-0000 | 720089-0000 | 12594
Transportasi material menggunakan Dumptruck Standart Index 8 | 004307-0000 | 720117-0000 | 12698
Transportasi Menggunakan Mobil Trailer | 004308-0000 | 720052-0000 | 11980
Transportasi Menggunakan Truck Trailer | 004309-0000 | 720066-0000 | 12457
Transportasi Menggunakan Truck Tronton | 004310-0000 | 720065-0000 | 12456
Transportasi Menggunakan Truck Tronton | 004311-0000 | 720067-0000 | 12458
Transportasi Menggunakan Truk Trailer | 004312-0000 | 720064-0000 | 12455
Transportasi Surabaya - Medan menggunakan Truk Fuso | 004313-0000 | 720044-0000 | 11144
Transportasi Surabaya - Medan menggunakan Truk Trailler | 004314-0000 | 720045-0000 | 11145
Transportasi Waingapu - Subaim | 004315-0000 | 720034-0000 | 10062
Transportation | 004316-0000 | 720030-0000 | 9770
Transporter container 40 feet Jakarta - Banjar Baru | 004317-0000 | 720006-0000 | 8369
Transporter container 40 feet Jakarta - Palangkaraya | 004318-0000 | 720005-0000 | 8368
Transporter container 40 feet Jakarta - Tarakan | 004319-0000 | 720004-0000 | 8367
Transporter Fuso Jakarta - Medan | 004320-0000 | 720008-0000 | 8446
Transporter Tronton Jakarta - sukabumi | 004321-0000 | 720007-0000 | 8370
Trash Pump Uk. 3 Inch | 004322-0000 | 611247-0000 | 11968
Travel & Fares/Business Trip | 004323-0000 | 820005-0000 | 8150
Traveling | 004324-0000 | 820015-0000 | 8384
Triangle Yoke Plat 120kN | 004325-0000 | 313495-0000 | 11526
Triangle Yoke Plat 210kN | 004326-0000 | 313494-0000 | 11525
Triangular Yoke Plate 120 kN | 004327-0000 | 611234-0000 | 11946
Tri-Band Combiner (Triplexer) GSM-UMTS-WiMax | 004328-0000 | 413147-0000 | 9944
Trip Circuit Supervision Relay | 004329-0000 | 313801-0000 | 12774
Tripek 3mm | 004330-0000 | 111529-0000 | 11467
Triple Band Combiner, CH1=900Mhz,CH2=1800Mhz,CH3=2100MHz | 004331-PACI | 410068-PACI | 7417
Triple Eye Adaptor | 004332-0000 | 211379-0000 | 11902
Triple Helix Anchor | 004333-0000 | 611231-0000 | 11943
Triplex 9mm | 004334-0000 | 111303-0000 | 9472
Tripod | 004335-0000 | 211305-0000 | 11618
Trolly ukuran 150 Kg | 004336-0000 | 810003-0000 | 8769
Trunion Suspension Clamp for ACSR 240/40 (T102) | 004337-0000 | 211104-0000 | 10419
Trunnion Suspension Clamp Clevis With Counter Weight For Cond 27.0-36.0 | 004338-0000 | 313571-0000 | 12134
T-terminal Clamp Connector 2 x AAC Lupine 1267 mm² to Stud dia.60 mm | 004339-0000 | 313656-0000 | 12443
T-terminal conector for CVT. TAL 850 sqm to 4-dia. 14 holes flat, cc 45, pad 100x100x20T | 004340-0000 | 313199-0000 | 10054
T-terminal conector for LA. TAL 850 sqm to 4-dia. 14 holes flat, cc 44.5, pad 100x100x20T | 004341-0000 | 313201-0000 | 10056
T-terminal conector for LINE TRAP. TAL 850 sqm to 4-dia. 14 holes flat, cc 45 | 004342-0000 | 313200-0000 | 10055
T-terminal connector for 1xAAAC 300mm² to stud D40x80mm w/ Al-Cu Bi-metal sleeve | 004343-0000 | 211214-0000 | 11264
T-terminal connector for 1xAAAC 630mm² to 4-D 14.5 holes flat | 004344-0000 | 211198-0000 | 11248
T-terminal connector for 1xAAC 1267 mm² to 4-dia 14 holes flat - cc 50, pad 100x100x20 | 004345-0000 | 313635-0000 | 12389
T-terminal connector for 1xTAL 660mm² to stud dia 30mm | 004346-0000 | 313828-0000 | 12830
T-terminal connector for 2xTAL 660mm² | 004347-0000 | 313812-0000 | 12814
T-terminal connector for 2xTAL 660mm² to 6-dia 16 holes flat, cc 45, pad 120x160x20T | 004348-0000 | 313424-0000 | 11107
T-terminal connector for 2xTAL 660mm² to stud dia 40x120mm | 004349-0000 | 313422-0000 | 11105
T-terminal connector for 2xTAL 660mm² to stud dia 50x120mm | 004350-0000 | 313428-0000 | 11111
T-terminal connector for 2xTAL 660mm² to stud dia 60x120mm | 004351-0000 | 313355-0000 | 10966
T-terminal connector for TAL 850mm² to 4-dia 14 holes flat - cc 44,5, pad 100x100x15T | 004352-0000 | 313361-0000 | 10972
T-terminal connector for TAL 850mm² to stud dia 40x120mm | 004353-0000 | 313430-0000 | 11113
T-terminal connector for TAL 850mm² to stud dia 50x120mm | 004354-0000 | 313429-0000 | 11112
T-terminal connector for TAL 850mm² to stud dia 60x120mm | 004355-0000 | 313354-0000 | 10965
T-terminal connector for Trafo TAL 850mm² to stud dia 30x120mm | 004356-0000 | 313356-0000 | 10967
T-terminal connector for Transformer. 1xAAAC 300mm² to stud D30x80mm | 004357-0000 | 211216-0000 | 11266
T-terminal connector for. 1xAAAC 630mm² to stud D40x80mm w/ Al-Cu Bi-metal sleeve | 004358-0000 | 211202-0000 | 11252
T-terminal Straight Clamp Connector 2 x AAC Lupine 1267 mm² to Stud dia.60 mm | 004359-0000 | 313655-0000 | 12442
Turn Buckle 210 kN | 004360-0000 | 611229-0000 | 11941
Turn buckle 24 mm | 004361-0000 | 611300-0000 | 12093
turn buckle 5T | 004362-0000 | 610017-TSE0,610014-DNFG | 10501
Turn Buckle Eye 35 KIP 7/8x12 | 004363-0000 | 211361-0000 | 11883
tutup tanki BBM excavator Komatsu PC-75 | 004364-0000 | 211093-0000 | 9898
TV | 004365-0000 | 611164-0000 | 11572
TV Layar LED 32 Inch | 004366-0000 | 313505-0000 | 11605
Twelve twin line conductors TACSR/AS 410/67 mm² | 004367-0000 | 313277-0000 | 10579
Twin Rigid Spacer Jumper | 004368-0000 | 313486-0000 | 11517
Twisted Ball Eye 20mm | 004369-0000 | 313499-0000 | 11530
Twisted Bow Shackle 210kN | 004370-0000 | 313485-0000 | 11516
Twisted Clevis Tounge | 004371-0000 | 313572-0000 | 12135
Twisted Connector | 004372-0000 | 211118-0000 | 10438
Twisted Double Clevis | 004373-0000 | 211114-0000 | 10434
Twisted Eye Tongue | 004374-0000 | 313488-0000 | 11519
Twisted Pair cable - 2 pair x 0,6 mm | 004375-0000 | 413211-0000 | 11723
Two/Three Bundle Conductor Pulley | 004376-0000 | 611050-0000 | 10164
Type 4AA11 plus 0 Tower (Standard Height) | 004377-0000 | 111425-0000 | 10675
Type 4AA11 Plus 3 Tower | 004378-0000 | 111426-0000 | 10676
Type 4AA11 Plus 6 Tower | 004379-0000 | 111427-0000 | 10677
Type 4BB11 Plus 6 Tower | 004380-0000 | 111428-0000 | 10678
Type 4BB11 Plus 9 Tower | 004381-0000 | 111429-0000 | 10679
Type 4CC11 Plus 0 Tower | 004382-0000 | 111430-0000 | 10680
Type 4CC11 Plus 12 Tower | 004383-0000 | 111433-0000 | 10683
Type 4CC11 Plus 3 Tower | 004384-0000 | 111431-0000 | 10681
Type 4CC11 Plus 9 Tower | 004385-0000 | 111432-0000 | 10682
Type 4DD11 Min 3 Tower | 004386-0000 | 111434-0000 | 10684
Type 4DD11 Plus 0 Tower | 004387-0000 | 111435-0000 | 10685
Type 4DD11 Plus 12 Tower | 004388-0000 | 111439-0000 | 10689
Type 4DD11 Plus 3 Tower | 004389-0000 | 111436-0000 | 10686
Type 4DD11 Plus 6 Tower | 004390-0000 | 111437-0000 | 10687
Type 4DD11 Plus 9 Tower | 004391-0000 | 111438-0000 | 10688
Type 4DDR11 Min 3 Tower | 004392-0000 | 111440-0000 | 10690
Type 4DDR11 Plus 0 Tower | 004393-0000 | 111441-0000 | 10691
Type 4EE11 Min 3 Tower | 004394-0000 | 111442-0000 | 10692
Type 4EE11 Plus 6 Tower | 004395-0000 | 111443-0000 | 10693
Type 4EE11 Plus 9 Tower | 004396-0000 | 111444-0000 | 10694
Type AA plus 12 - Kelas 6 (Concrete Pile) 12 m 4 Pile | 004397-0000 | 129310-0000 | 10924
Type AA plus 12 - Kelas 6 (Concrete Pile) 14 m 4 Pile | 004398-0000 | 129311-0000 | 10925
Type AA plus 12 - Kelas 3W (Concrete Pad dan Chimney) | 004399-0000 | 129309-0000 | 10923
Type AA plus 15 - Kelas 6 (Concrete Pile) 14 m 4 Pile (Pondasi) | 004400-0000 | 129312-0000 | 10926
Type AA plus 15 - Kelas 6 (Concrete Pile) 18 m 4 Pile (Pondasi) | 004401-0000 | 129313-0000 | 10927
Type AA plus 6 - Kelas 6 (Concrete Pile) 6 m 4 Pile (Pondasi) | 004402-0000 | 129305-0000 | 10919
Type AA plus 9 - Kelas 6 (Concrete Pile) 6 m 4 Pile (Pondasi) | 004403-0000 | 129307-0000 | 10921
Type AA plus 9 - Kelas 6 (Concrete Pile) 8 m 4 Pile (Pondasi) | 004404-0000 | 129308-0000 | 10922
Type AA6 - Kelas 6 (Concrete Pile) 12 m 4 Pile | 004405-0000 | 129317-0000 | 10932
Type AA6 - Kelas 6 (Concrete Pile) 18 m 4 Pile | 004406-0000 | 129318-0000 | 10933
Type AA9 - Kelas 6 (Concrete Pile) 12 m 4 Pile | 004407-0000 | 129319-0000 | 10934
Type AAplus 6 - Kelas 6 (Concrete Pile) 16 m 4 Pile (Pondasi) | 004408-0000 | 129306-0000 | 10920
Type BB plus 12 - Kelas 6 (Concrete Pile) 12 m 4 Pile (Pondasi) | 004409-0000 | 129315-0000 | 10929
Type BB plus 9 - Kelas 6 (Concrete Pile) 10 m 4 Pile (Pondasi) | 004410-0000 | 129314-0000 | 10928
Type DDR plus 6 - Kelas 6 (Concrete Pile) 12 m 4 Pile (Pondasi) | 004411-0000 | 129316-0000 | 10930
U Bolt & Nut M16 70x145x80 120Kn | 004412-0000 | 211442-0000 | 12170
U Bolt & Nut M16x70x145 120Kn | 004413-0000 | 611307-0000 | 12167
U Bolt & Nut M20 85x145x80 | 004414-0000 | 211415-0000 | 12090
U Bolt & Nut M20x90x155 | 004415-0000 | 211315-0000 | 11690
U bolt 3 inch | 004416-0000 | 111588-0000 | 11748
U-Bolt for M20x60x180 | 004417-0000 | 211471-0000 | 12395
U-Bolt for M20x70x180 | 004418-0000 | 313202-0000 | 10057
Uji Bending Pada Besi | 004419-0000 | 221063-0000 | 12684
Uji Petik Sondir | 004420-0000 | 129233-0000 | 10727
Uji Sand Cone | 004421-0000 | 129463-0000 | 12476
uji tarik besi | 004422-0000 | 129326-0000 | 10991
Uji Tekuk Besi | 004423-0000 | 211332-0000 | 11814
Uji Thermovisi | 004424-0000 | 323223-0000 | 12379
UNIBOR HSS Cutter M2 26 x 30 mm | 004425-UNBR | 210001-UNBR | 10639
UNIBOR Pilot Pin S 30mm | 004426-UNBR | 210002-UNBR | 10640
Unsymmetrical Vee Suspension 120 kN ACSR 240/40 mm | 004427-0000 | 313074-0000 | 9383
Upah Pekerja untuk material selain material utama | 004428-0000 | 129085-0000 | 9111
Upah Pekerjaan Material Utama | 004429-0000 | 129084-0000 | 9109
Upah Pekerjaan Pondasi | 004430-0000 | 129327-0000 | 10998
Upah Pekerjaan Pondasi Aa2 class 5 | 004431-0000 | 129173-0000 | 10348
Upah Pekerjaan Pondasi Type Aa2 Class 1 | 004432-0000 | 129176-0000,129177-0000 | 10357
Upah Pekerjaan Pondasi Type Aa2 class 4 | 004433-0000 | 129178-0000 | 10363
Upah Pekerjaan pondasi type Bb2 class 1 | 004434-0000 | 129179-0000 | 10366
Upah Pekerjaan pondasi Type Cc2 class 3 | 004435-0000 | 129175-0000 | 10354
Upah Pekerjaan Pondasi Type Cc2 class 5 | 004436-0000 | 129174-0000 | 10351
UPS 5 KVA | 004437-0000 | 313073-0000 | 9322
USB Flashdisk 8 GB | 004438-0000 | 810034-0000 | 10514
UTP Cable Cat 6 | 004439-0000 | 413175-0000 | 10195
UTP Cat 5 Cable | 004440-0000 | 424141-0000 | 10131
VA32G8739360 ECU, Spare Q-Rank6 | 004441-KOBE | 410004-KOBE | 10625
Vanbelt Tipe B 52 | 004442-0000 | 611276-0000 | 12012
Vanbelt tipe B 80 | 004443-0000 | 611275-0000 | 12011
Vehicle Rent | 004444-0000 | 720035-0000 | 10087
Vehicle Rent | 004445-0000 | 820008-0000 | 8182
Vehicle Rent | 004446-1399 | 2001399 | 4132
Velbed Alumunium | 004447-0000 | 810083-0000 | 11342
Ventilasi Jalusi Aluminium Ukr 900 mm x 540 mm (Bouven Louver) | 004448-0000 | 111716-0000 | 12802
Verifikasi TKDN | 004449-0000 | 323220-0000 | 12372
Vibration Damper for ACCC Lisbon 310, include armor rod | 004450-0000 | 313514-0000 | 11633
Vibration damper for conductor TACSR 410 | 004451-0000 | 313182-0000 | 9931
Vibration damper for GSW 55 & OPGW 70 | 004452-0000 | 313183-0000 | 9932
Vibration Damper, Stockbridge Type for Conductor ACSR HAWK 240/40 sq.mm | 004453-0000 | 211131-0000 | 10909
Vibration Damper, Stockbridge Type for Conductor GSW 55 sq.mm | 004454-0000 | 211130-0000 | 10908
Vibration Damper, Stockbridge Type for Optical Ground Wire (OPGW) 60 sq.mm | 004455-0000 | 211129-0000 | 10907
Vibrator Sewa Mesin | 004456-0000 | 129431-0000 | 11834
Voltage Test Block, 2.2kV insulation rating, 10-pole type, suitable for voltage testing and protection | 004457-0000 | 313765-0000 | 12730
Walk & Drive Test | 004458-0000 | 424174-0000 | 11574
Walking Meter | 004459-0000 | 211046-0000 | 9310
Warning Light on conductor | 004460-0000 | 313080-0000 | 9389
Warning Tape | 004461-0000 | 411015-0000 | 8144
Warranty / Retention | 004462-0000 | 820013-0000 | 8382
Wash primer | 004463-0000 | 110003-0000 | 7715
Washer Lock M24 MTRC Galv | 004464-0000 | 211358-0000 | 11880
Washtafel | 004465-0000 | 129383-0000 | 11494
Water Pump/ Pompa Air (uk. 3 Inchi) | 004466-0000 | 211037-0000 | 8748
Water Swivel | 004467-0000 | 611202-0000 | 11856
Waterproofing Membrane Thickness 3 mm | 004468-0000 | 111688-0000 | 12666
Waterstop | 004469-0000 | 111581-0000 | 11715
Webbing Sling 2 ton x 1 m | 004470-0000 | 620026-0000 | 11317
Webbing Sling 2 Ton x 2 m | 004471-0000 | 611123-0000 | 11331
Webbing Sling 2 Ton x 3 m | 004472-0000 | 611124-0000 | 11332
Webbing Sling 2 Ton x 4 m | 004473-0000 | 611125-0000 | 11333
Webbing Sling 3 Ton (Panjang 6 Meter) | 004474-0000 | 211311-0000 | 11666
Webbing Sling 3 ton x 4 m | 004475-0000 | 611145-0000 | 11398
Webbing Sling 3 ton x 6 m | 004476-0000 | 611146-0000 | 11399
Webbing Sling 4 ton x 6 m | 004477-0000 | 620025-0000 | 11316
Webbing Sling 5 Ton (Panjang 6 Meter) | 004478-0000 | 211308-0000 | 11663
Webbing Sling 8 ton | 004479-0000 | 211450-0000 | 12239
Wideband Combiner, 4in4out, 800-2500 MHz | 004480-PACI | 410067-PACI | 7416
Winch EK-60 | 004481-0000 | 611201-0000 | 11855
Wing Bit | 004482-0000 | 611245-0000 | 11966
Wing Nut | 004483-0000 | 611246-0000 | 11967
Wire Rope 5/8 Thimble | 004484-0000 | 211374-0000 | 11897
Wire Rope Pulling Hoist 5,4 T | 004485-0000 | 611250-0000 | 11982
Wire Rope Ungalv Dia.14 mm | 004486-0000 | 611252-0000 | 11984
Wiremesh Galvanis 1 m x 7,5 m x 1/2 inch | 004487-0000 | 111597-0000 | 11772
Wiremesh M8 | 004488-0000 | 111575-0000 | 11704
Wiremesh Type DM 4 dia. 8 x 8, spasi 150 x 150, lebar 5.4 x 2.1 | 004489-0000 | 111027-0000 | 8340
Wiremesh Type DM 4 dia. 8x8, Spasi 150x150, lebar 5.4x2.1 | 004490-0000 | 111045-0000 | 8348
Wiring Digital Teleprotection kedalam Panel Telecommunication | 004491-0000 | 323226-0000 | 12536
Wiring Energy Meter Panel 150 kV OHL | 004492-0000 | 323225-0000 | 12482
Wiring Multiplexer PDH kedalam Panel Telecommunication | 004493-0000 | 323228-0000 | 12538
Wiring Multiplexer SDH kedalam Panel Telecommunication | 004494-0000 | 323227-0000 | 12537
Wiring Panel Marshiling Kiosk 150 kV OHL | 004495-0000 | 323224-0000 | 12481
Wiring Patch Panel kedalam Panel Telecommunication | 004496-0000 | 323231-0000 | 12542
Wiring, Testing dan Commisioning Peralatan Telekomunikasi PLC Teleproteksi | 004497-0000 | 424169-0000 | 10937
Workstation Furniture Office | 004498-ENDU | 810003-ENDU | 8185
Wuling Cloud EV | 004499-0000 | 810121-0000 | 12475
X-banner | 004500-0000 | 810078-0000 | 11227
Y-Clevis Connector 120 kN | 004501-0000 | 211446-0000 | 12178
Yellow Line (Tali Plastik Garis Kuning Hitam) | 004502-0000 | 611027-0000 | 9242
YN14E01106P1 Hames | 004503-KOBE | 410011-KOBE | 10632
YN14E01111P2 Hames | 004504-KOBE | 410009-KOBE | 10630
Yoke Plate | 004505-0000 | 211110-0000 | 10430
Yoke Plate 30 KIP Galv | 004506-0000 | 211362-0000,211369-0000 | 11884
ZM66C06016 Sems-Bolt | 004507-KOBE | 410005-KOBE | 10626
Zoom Sag Scope | 004508-TSE0 | 610013-TSE0 | 10483